## Definitions and Acronyms
Definitions and Acronyms
Co-located project in this report refers to a Battery Energy Storage project combined with a project (operational or planned) of another technology type (e.g. WT, PV or GT) at the same POI and having the same Interconnecting Entity.
Currently, ERCOT does not have information if these projects are going to be operated as a DC-Couple Resource, Self-Limiting Facility or as an independent Resource located at the same Point of Interconnection (POI).
Stand-Alone project in this report refers to a Battery Energy Storage project that does not have a project (operational or planned) of another technology type located at the same POI with the same Interconnecting Entity.
GIS Report = Generation Interconnection Status Report
FIS = Full Interconnection Study
COD = Commercial Operation Date
POI = Point of interconnection
INR = Interconnection Request Number
CDR = Capacity, Demand and Reserves Report
Acronyms in Project Names Designating Facility Types
SLF = Self-Limited Facility
DCC = DC-Coupled Resource
Self-Limiting Facility: A modeled generation station that includes one or more Generation Resources and/or Energy Storage Resources (ESRs) with an established limit on the total MW Injection that is less than the total nameplate capacity of all Resource(s) within the Facility. A Facility with one or more ESRs may also have an established limit on the MW Withdrawal that is less than the total nameplate MW Withdrawal rating of all ESR(s) within the facility.
DC-Coupled Resource: A type of Energy Storage Resource (ESR) in which an Energy Storage System (ESS) is combined with wind and/or solar generation in the same modeled generation station and interconnected at the same Point of Interconnection (POI), and where these technologies are interconnected within the site using direct current (DC) equipment. The combined technologies are then connected to the ERCOT System using the same direct current-to-alternating current (DC-to-AC) inverter(s). To be classified as a DC Coupled Resource, the generator(s) and ESS(s) at a site must meet the following conditions: (1) The ESS component of the Resource must have a nameplate rating of at least ten MW and ten MWh, or the MW rating must equal or exceed 50% of the nameplate MW rating of the inverter; and (2) All intermittent renewable generators must meet the conditions for aggregation stated in paragraph (12) of [Nodal Protocol] Section 3.10.7.2, Modeling of Resources and Transmission Loads, except to the extent any such condition requires the generator to be a Resource.
Fuel Types | Technology Types
OTH = Other | BA = Battery Energy Storage
SOL = Solar | GT = Combustion (gas) Turbine, but not part of a Combined-Cycle
WIN = Wind | PV = Photovoltaic Solar
WT = Wind Turbine

## Summary
Battery Energy Storage Summary Based on July 2024 GIS Report
NOTES:
This table includes Large Generator Battery projects that have requested Full Interconnection Studies. It also includes Small Generator projects (less than 10 MW) that have completed the Resource Registration process as indicated by assignment of a "Model Ready Date". The report excludes Small Generator projects that are not included in the Resource Integration and Ongoing Operations Interconnection Services (RIOO-IS) System.
For co-located projects, this table only reflects capacity of the Battery systems.
This report includes battery energy storage systems defined as Self-Limiting Facilities (SLFs), where the MW capacities are reported as zero to reflect projects for which the battery system is sized to be less than the total nameplate capacity of all registered generators at the facility. Other generators at the facility typically include one or more inverter-based resources, such as solar.
This report excludes technology types that are not battery energy storage.
Project Type | Number of Storage Projects | MW of Storage | % of Total Storage MW
Stand-Alone Battery Energy Storage | 589 | 103248.14 | 75.31%
Battery Energy Storage+Solar | 269 | 32624.37 | 23.8%
Battery Energy Storage+Wind | 8 | 701.6 | 0.5118%
Battery Energy Storage+Other Tech | 2 | 518.69 | 0.3783%
Total (with FIS Requested) | 868 | 137092.8 | 100%

## Co-located with Solar
Battery Energy Storage Projects Co-Located with Solar Projects Based on the July 2024 GIS Report
NOTES:
This table includes Large Generator Battery projects that have requested Full Interconnection Studies. It also includes Small Generator projects that have completed Resource Registration form as indicated by assignment of a "Model Ready Date".
For the purposes of this report the Battery Energy Storage project is considered co-located with Solar project if there are new or existing Solar projects at the same POI, with similar project name and same Interconnecting Entity (or same parent or holding company).
The projects are listed in alphabetical order.
Gray-highlighted cells indicate that the information is not applicable because the project is operational.
INR | Project Name | Project Status | Interconnecting Entity | POI Location | County | CDR Reporting Zone | Projected COD | Fuel | Technology | Capacity (MW) | IA Signed |  | Approved for Energization | Approved for Synchronization | Comment
Financial Security
and Notice to
Proceed Provided
26INR0388 | Aggie Solar Project SLF | Planned | reNRG TX 8 LLC | POI: COYOTE SPRINGS SUBSTATION - 138KV BUS NUMBER : 38113 COUNTY : REEVES POI LOCATION: 31.396675, -103.6252777 | Reeves | WEST | 2026-12-31 | SOL | PV | 103.7 |  | No
26INR0389 | AGGIE STORAGE PROJECT SLF | Planned | reNRG TX 8 LLC | POI: COYOTE SPRINGS SUBSTATION - 138KV BUS NUMBER: 38113 POI LOCATION: 31.396675, -103.6252777 COUNTY: REEVES | Reeves | WEST | 2026-12-31 | OTH | BA | 0 |  | No
25INR0071 | Albatross BESS | Planned | Albatross Solar, LLC | From Bus #165 Windsor Switch To Bus #161 McGregor | McLennan | NORTH | 2025-06-01 | OTH | BA | 50.4 |  | No
25INR0579 | Albatross BESS 2 | Planned | Albatross Solar, LLC | Tap 138kV 165 Windsor Switch - 161 McGregor | McLennan | NORTH | 2025-06-01 | OTH | BA | 107.5 |  | No
25INR0070 | Albatross Solar | Planned | Albatross Solar, LLC | Tap 138kV 165 Windsor Switch - 161 McGregor | McLennan | NORTH | 2025-06-01 | SOL | PV | 101 |  | No
26INR0082 | Amerada Solar | Planned | Amerada Solar, LLC | Tap 345kV 3133 RICHLND2_5 - 3381 BIGBRNW_5 | Freestone | NORTH | 2026-10-22 | SOL | PV | 301.57 |  | No
26INR0084 | Amerada Storage | Planned | Amerada Solar, LLC | Tap 345kV 3133 RICHLND2_5 - 3381 BIGBRNW_5 | Freestone | NORTH | 2026-10-22 | OTH | BA | 150.78 |  | No
21INR0256 | Amsterdam Solar | Planned | Cottonwood Bayou Solar II, LLC | tap 345kV 43035 Oasis - 42500 Dow c27, c18 | Brazoria | COASTAL | 2025-03-01 | SOL | PV | 509.88 | 2022-02-17 | No
23INR0366 | Amsterdam Solar II | Planned | Cottonwood Bayou Solar II, LLC | tap 345kV 43035 Oasis - 42500 Dow c27, c18 | Brazoria | COASTAL | 2025-03-01 | SOL | PV | 509.88 |  | No
22INR0417 | Amsterdam Storage | Planned | Cottonwood Bayou II Storage, LLC | tap 345kV 43035 Oasis - 42500 Dow c27 | Brazoria | COASTAL | 2025-03-01 | OTH | BA | 201.13 | 2022-04-14 | No
27INR0233 | Anawa La BESS | Planned | EIA Properties, Ltd. | Tap 138KV 8394 Liston- 8392 Bates | Hidalgo | SOUTH | 2027-08-31 | OTH | BA | 103.7 |  | No
27INR0232 | Anawa La Solar | Planned | EIA Properties, Ltd. | TAP 138 KV 8394 LISTON - 8392 BATES | Hidalgo | SOUTH | 2027-08-31 | SOL | PV | 93.3 |  | No
| Andromeda Solar | Operational |  | Tap 345kV 11305 Dermott - 60706 Kirchhoff C | Scurry | WEST |  | SOL | PV | 326.6
24INR0630 | Andromeda Storage SLF | Planned | IP Lumina II BESS, LLC | 60011 Nebulast 345kV | Scurry | WEST | 2024-09-30 | OTH | BA | 0 | 2024-04-18 | Yes
26INR0077 | Anila BESS | Planned | Alina Energy LLC | Tap of 345 kV Elm Creek (Bus# 5133) - San Miguel Gen (Bus# 5901) Transmission Line Ckt 1 | Wilson | SOUTH | 2026-07-02 | OTH | BA | 209 |  | No
26INR0074 | Anila Solar | Planned | Alina Energy LLC | Tap 345kV 5133 Elm Creek - 5901 San Miguel Gen Ckt 1 | Wilson | SOUTH | 2026-07-02 | SOL | PV | 200.8 |  | No
22INR0457 | Anson BAT | Planned | Anson Solar Center, LLC | tap 345 kV 68004 Phantom Hill station | Jones | WEST | 2025-12-31 | OTH | BA | 156.86 |  | No
20INR0242 | Anson Solar Center, Phase II | Planned | Anson Solar Center 2, LLC | existing tap 345 kV 68004 Phantom Hill station | Jones | WEST | 2025-12-01 | SOL | PV | 200.9 | 2024-05-15 | No
21INR0247 | Anson Solar Center, Phase III | Planned | Anson Solar Center 3, LLC | tap 345kV 68000 WShack - 68001 Clayton | Jones | WEST | 2027-06-01 | SOL | PV | 200 |  | No
26INR0153 | Apis Solar | Planned | S&S Renewables LLC | Tap 345kV 8606 Goddard – 8689 Tango | Bee | SOUTH | 2026-09-30 | SOL | PV | 533.72 |  | No
26INR0154 | Apis Storage | Planned | S&S Renewables LLC | to the 345kV Goddard (#8606) – Tango (#8689) line; AEP | Bee | SOUTH | 2026-09-30 | OTH | BA | 268.43 |  | No
25INR0060 | Argenta Solar | Planned | Charter Oak Solar, LLC | Tap 345kV 8689 Tango - 8606 Goddard | Bee | SOUTH | 2026-07-01 | SOL | PV | 325 | 2024-04-05 | Yes
25INR0061 | Argenta Storage | Planned | Charter Oak Storage, LLC | Tap 345kV 8689 Tango - 8606 Goddard | Bee | SOUTH | 2026-07-01 | OTH | BA | 162 | 2024-04-05 | Yes
20INR0086 | Arroyo Solar | Planned | BT Cantwell Solar, LLC | 345 KV Tap #8318 Rio Hondo - #8317 La Palma | Cameron | COASTAL | 2025-03-02 | SOL | PV | 180 | 2021-09-28 | Yes
24INR0306 | Arroyo Storage | Planned | BT Cantwell Solar, LLC | Tap 345kV 8318 Rio Hondo - 8317 La Palma (New Gulch Substation ) | Cameron | COASTAL | 2025-06-27 | OTH | BA | 183.76 | 2022-08-10 | Yes
25INR0102 | Austin Bayou Solar | Planned | Austin Bayou Solar, LLC | Tap 345kV 42500 DOW CHEMICAL - 43035 OASIS CKT#27 | Brazoria | COASTAL | 2027-06-01 | SOL | PV | 753.4 | 2023-11-15 | Yes
26INR0367 | Austin Bayou Solar II | Planned | Austin Bayou Solar, LLC | Tap 345 kV Savannah 43180 - Seabreeze 43020 ckt #27 | Brazoria | COASTAL | 2026-06-01 | SOL | PV | 401.8 |  | No
25INR0235 | Austin Bayou Storage I | Planned | Austin Bayou Solar, LLC | Tap 345kV 43180 Savanna - 43020 Seabreeze Ckt 27 AND 43035 Oasis - 43060 Speedway Ckt 18 | Brazoria | COASTAL | 2025-03-01 | OTH | BA | 150.68 |  | No
25INR0236 | Austin Bayou Storage II | Planned | Austin Bayou Solar, LLC | Tap 345kV 43180 Savanna - 43020 Seabreeze Ckt 27 AND 43035 Oasis - 43060 Speedway Ckt 18 | Brazoria | COASTAL | 2025-03-01 | OTH | BA | 150.68 |  | No
25INR0237 | Austin Bayou Storage III | Planned | Austin Bayou Solar, LLC | Tap 345kV 43180 Savanna - 43020 Seabreeze Ckt 27 AND 43035 Oasis - 43060 Speedway Ckt 18 | Brazoria | COASTAL | 2025-03-01 | OTH | BA | 150.68 |  | No
23INR0332 | Backwater Solar | Planned | Backwater Solar LLC | Tap 138 kV line from Spring (#684) - Leo(#685) | Cooke | NORTH | 2025-05-01 | SOL | PV | 80 |  | No
23INR0375 | Backwater Storage | Planned | Backwater Solar LLC | Tap 138 kV 684 Spring - 685 Leo | Cooke | NORTH | 2025-06-20 | OTH | BA | 100 |  | No
24INR0269 | Bar Candela Solar SLF | Planned | Bar Candela Solar Project LLC | Long Lake Sub (Bus 3280) – Long Lake Tap Switch (Bus 3279) | Freestone | NORTH | 2027-12-31 | SOL | PV | 200.3 |  | No
24INR0271 | Bar Candela Storage SLF | Planned | Bar Candela Storage Project LLC | Long Lake Sub (Bus 3280) – Long Lake Tap Switch (Bus 3279) | Freestone | NORTH | 2027-12-31 | OTH | BA | 0 |  | No
25INR0156 | Bay Prairie Solar | Planned | San Bernard Solar II, LLC | CenterPoint South Lane City 43190 138kV | Wharton | SOUTH | 2025-09-01 | SOL | PV | 200.9 |  | No
25INR0157 | Bay Prairie Storage | Planned | San Bernard Storage, LLC | CenterPoint South Lane City 43190 138kV | Wharton | SOUTH | 2025-09-01 | OTH | BA | 201.02 |  | No
24INR0236 | Bayside 2 BESS | Planned | Bayside 2 BESS | Tap between 345kV 5915 STP - 5133 Elm Creek ckt #1 and Cachena (#5068) and Old Hickory (#5323). | DeWitt | SOUTH | 2026-11-11 | OTH | BA | 252.3 |  | No
24INR0237 | Bayside BESS | Planned | Bayside BESS | Tap between 345kV 5915 STP - 5133 Elm Creek ckt #1 and Cachena (#5068) and Old Hickory (#5323). | Victoria | SOUTH | 2025-09-04 | OTH | BA | 507.8 |  | No
23INR0282 | BAYSIDE II SOLAR | Planned | Bayside II Solar, LLC | Tap between 345kV 5915 STP - 5133 Elm Creek ckt #1 and Cachena (#5068) and Old Hickory (#5323). | DeWitt | SOUTH | 2026-11-30 | SOL | PV | 252.8 |  | No
23INR0189 | Bayside Solar | Planned | Bayside Solar, LLC | tap between 345kV 5915 STP - 5133 Elm Creek ckt #1 and Cachena (#5068) and Old Hickory (#5323). | Victoria | SOUTH | 2026-08-31 | SOL | PV | 508.9 |  | No
21INR0353 | Big Elm Solar | Planned | Big Elm Solar, LLC | 345kV #3404 Belfalls Switch | Bell | NORTH | 2024-10-30 | SOL | PV | 201.02 | 2022-09-01 | Yes | 2024-03-19 | 2024-05-22
23INR0469 | Big Elm Storage | Planned | Big Elm Storage, LLC | Tap 345 kV 3414 Temple Switch - 3409 Lake Creek | Bell | NORTH | 2025-11-10 | OTH | BA | 100.8 | 2024-05-10 | Yes
23INR0237 | Big River BESS | Planned | Rio Grande River Solar LLC | tap 138kV 8299 Zapata - 8957 Lopeno4A | Zapata | SOUTH | 2025-12-01 | OTH | BA | 51.26 |  | No
23INR0215 | Big River Solar | Planned | Rio Grande River Solar LLC | tap 138kV 8299 Zapata - 8957 Lopeno4A | Zapata | SOUTH | 2025-12-01 | SOL | PV | 104.35 |  | No
29INR0017 | Big Rooter East Solar SLF | Planned | Big Rooter East, LLC | 39950 TNP One Plant 345 kV | Robertson | NORTH | 2029-01-01 | SOL | PV | 554.47 |  | No
29INR0018 | Big Rooter East Storage SLF | Planned | Big Rooter East, LLC | 39950 TNP One Plant 345 kV | Robertson | NORTH | 2029-01-01 | OTH | BA | 0 |  | No
26INR0431 | Big Rooter West Solar SLF | Planned | Big Rooter West, LLC | 39950# TNTNP_ONE_3 345 KV | Robertson | NORTH | 2026-12-31 | SOL | PV | 403.07 |  | No
26INR0432 | Big Rooter West Storage SLF | Planned | Big Rooter West, LLC | 39950# TNTNP_ONE_3 345 KV | Robertson | NORTH | 2026-12-31 | OTH | BA | 0 |  | No
26INR0366 | BLACK BEAR BESS | Planned | ESCONDIDO DRAW RESOURCES, LLC | #6564 ILLN4A 138kV | Crockett | WEST | 2026-10-15 | OTH | BA | 51.52 |  | No
26INR0365 | BLACK BEAR SOLAR | Planned | ESCONDIDO DRAW RESOURCES, LLC | #6564 ILLN4A 138 KV | Crockett | WEST | 2026-10-15 | SOL | PV | 103.68 |  | No
24INR0360 | Blanket Ranch North Solar SLF | Planned | Blanket Ranch North Solar, LLC | Tap 345kV 11441 CORN TRAIL SWITCH - 1444 BROWN SWITCH | Brown | NORTH | 2027-03-15 | SOL | PV | 230.5 |  | No
24INR0362 | Blanket Ranch North Storage SLF | Planned | Blanket Ranch North Solar, LLC | Tap 345kV 11441 CORN TRAIL SWITCH - 1444 BROWN SWITCH | Brown | NORTH | 2027-03-15 | OTH | BA | 50.1 |  | No
24INR0358 | Blanket Ranch South Solar SLF | Planned | Blanket Ranch South Solar, LLC | Tap 345kV 11441 CORN TRAIL SWITCH - 1444 BROWN SWITCH | Brown | NORTH | 2027-03-15 | SOL | PV | 134.7 |  | No
24INR0361 | Blanket Ranch South Storage SLF | Planned | Blanket Ranch South Solar, LLC | Tap 345kV 11441 CORN TRAIL SWITCH - 1444 BROWN SWITCH | Brown | NORTH | 2027-03-15 | OTH | BA | 33.8 |  | No
23INR0118 | Blevins Solar | Planned | Blevins Solar, LLC | Tap Bellfalls Switch (3404) – Lake Creek Switch (3409) | Falls | NORTH | 2025-07-01 | SOL | PV | 271.58 | 2023-06-17 | Yes
23INR0119 | Blevins Storage | Planned | Blevins Solar, LLC | Tap Bellfalls Switch (3404) – Lake Creek Switch (3409) | Falls | NORTH | 2025-07-01 | OTH | BA | 181.33 | 2023-06-17 | Yes
22INR0455 | Blue Sky Sol | Planned | Blue Sky Solar LLC | 6562 Friends Ranch 138kV | Crockett | WEST | 2025-02-15 | SOL | PV | 101.2 | 2022-02-01 | Yes
25INR0216 | Blue Sky Storage SLF | Planned | UKA North America, LLC | 138 kV Friend Ranch (Bus# 6562) | Crockett | WEST | 2025-11-15 | OTH | BA | 0 |  | No
23INR0083 | Bottom Grass BESS | Planned | Bottom Grass Solar Project, LLC | tap 345 kV 9073 Holman - 44200 Hillje | Colorado | SOUTH | 2026-12-01 | OTH | BA | 202.21 | 2023-06-29 | No
25INR0153 | Bottom Grass BESS II | Planned | Flint Rock Solar Project, LLC | Tap 345kV 9073 Holman - 44200 Hillje | Colorado | SOUTH | 2026-12-01 | OTH | BA | 150.6 |  | No
23INR0082 | Bottom Grass Solar | Planned | Bottom Grass Solar Project, LLC | tap 345 kV 9073 Holman - 44200 Hillje | Colorado | SOUTH | 2026-12-01 | SOL | PV | 508.61 | 2023-06-29 | No
25INR0152 | Bottom Grass Solar II | Planned | Flint Rock Solar Project, LLC | Tap 345kV 9073 Holman - 44200 Hillje | Colorado | SOUTH | 2026-12-01 | SOL | PV | 401.6 |  | No
24INR0132 | Bowhead Solar | Planned | Baffin Bay Solar, LLC | Tap 138kV 8519 Kleberg – 8518 Kingsville | Kleberg | COASTAL | 2026-01-15 | SOL | PV | 165 |  | No
24INR0179 | Bowhead Storage | Planned | Baffin Bay Solar, LLC | Tap 138kV 8519 Kleberg – 8518 Kingsville | Kleberg | COASTAL | 2026-01-15 | OTH | BA | 40 |  | No
26INR0022 | Bowhead Storage 2 | Planned | Baffin Bay Solar, LLC | Tap 138kV 8519 Kleberg-8518 Kingsville | Kleberg | COASTAL | 2026-01-15 | OTH | BA | 0 |  | No
25INR0424 | Brackens BESS | Planned | Brackens BESS | 3558 Ranchland 138 kV | Freestone | NORTH | 2026-08-07 | OTH | BA | 103.58 |  | No
25INR0423 | Brackens Solar | Planned | Brackens Solar | 3558 Ranchland 138 kV | Freestone | NORTH | 2026-08-07 | SOL | PV | 177.24 |  | No
23INR0059 | Briggs Solar | Planned | Briggs Solar, LLC | tap 345kV 60515 Clear Crossing - 60507 Pendulo | Haskell | WEST | 2027-09-15 | SOL | PV | 309.6 |  | No
24INR0058 | Briggs Storage | Planned | Briggs Solar, LLC | tap 345kV 60515 Clear Crossing - 60507 Pendulo | Haskell | WEST | 2027-09-15 | OTH | BA | 70.39 |  | No
20INR0213 | Brushy Creek Solar SLF | Planned | Brushy Creek Solar LLC | 6444 Red Creek 345kV | Tom Green | WEST | 2028-06-01 | SOL | PV | 177.09 |  | No
24INR0272 | Brushy Creek Storage SLF | Planned | Brushy Creek Solar | the 345 kV San Angelo Red Creek Substation (#6444); AEP | Tom Green | WEST | 2028-06-01 | OTH | BA | 0 |  | No
25INR0331 | Buffalo Meadow Solar | Planned | Buffalo Meadow Energy Center, LLC | Tap Jack Creek (975) - Twin Oak (3400) 345kV line | Robertson | NORTH | 2028-09-30 | SOL | PV | 251.27 |  | No
25INR0288 | Buffalo Prairie Storage | Planned | Buffalo Meadow Energy Center, LLC | Tap 345kV 975 Jack Creek - 3400 Twin Oak | Robertson | NORTH | 2028-09-30 | OTH | BA | 313.51 |  | No
23INR0027 | Cachena Solar SLF | Planned | Clear Fork Creek Solar LLC | Tap 345KV 5133 Elm Creek - 5323 Old Hickory | Wilson | SOUTH | 2027-04-29 | SOL | PV | 600 | 2021-11-23 | Yes
23INR0077 | Cachena Storage SLF | Planned | Clear Fork Creek Solar LLC | Tap 345KV 5133 Elmcreek - 5323 Old Hickory | Wilson | SOUTH | 2027-04-29 | OTH | BA | 0 |  | No
26INR0246 | Cairos Solar | Planned | Cairos Solar, LLC | ODLAW SWITCH (#7425) | Kinney | SOUTH | 2026-12-31 | SOL | PV | 153.26 |  | No
26INR0245 | Cairos Storage | Planned | Cairos Solar, LLC | 7425 ODLAW SWITCH 138kV | Kinney | SOUTH | 2026-12-31 | OTH | BA | 77.28 |  | No
26INR0256 | Camino Ranch Solar 2 SLF | Planned | Camino Ranch Solar Project LLC | Tap to Jim English (#3351) – Flat Branch (#3345) 138kV | Houston | NORTH | 2027-10-30 | SOL | PV | 237.21 |  | No
24INR0412 | Camino Ranch Solar SLF | Planned | Camino Ranch Solar Project LLC | Tap to Jim English (#3351) – Flat Branch (#3345) 138kV | Houston | NORTH | 2027-10-30 | SOL | PV | 296.42 |  | No
26INR0257 | Camino Ranch Storage 2 SLF | Planned | Camino Ranch Solar LLC | Tap to Jim English (#3351) – Flat Branch (#3345) 138kV | Houston | NORTH | 2027-10-30 | OTH | BA | 238.45 |  | No
24INR0420 | Camino Ranch Storage SLF | Planned | Camino Solar Ranch, LLC | Tap to Jim English (#3351) – Flat Branch (#3345) 138kV | Houston | NORTH | 2027-10-30 | OTH | BA | 298.06 |  | No
23INR0385 | Camp Creek Solar SLF | Planned | White Rock Solar, LLC | TAP 345 KV 3400 TWIN OAK SWITCH - 46020 LIMESTONE PLANT CIRCUIT 1 | Robertson | NORTH | 2026-12-16 | SOL | PV | 165.6 | 2023-07-15 | No
23INR0423 | Camp Creek Storage SLF | Planned | White Rock Solar | TAP 345 KV 3400 TWIN OAK SWITCH - 46020 LIMESTONE PLANT CIRCUIT 1 | Robertson | NORTH | 2026-12-16 | OTH | BA | 0 | 2023-07-15 | No
26INR0452 | Cannibal Draw Solar | Planned | Cannibal Draw Solar, LLC | Sand_Bluff 345 kV (59902) | Glasscock | WEST | 2027-07-01 | SOL | PV | 149.5 |  | No
26INR0453 | Cannibal Draw Storage | Planned | Cannibal Draw Solar, LLC | Sand_Bluff 345 kV (59902) | Glasscock | WEST | 2027-07-01 | OTH | BA | 98.6 |  | No
23INR0076 | Cannon Solar SLF | Planned | Cannon Solar, LLC | tap 138kV 7224 Luling - 7245 Gonzales | Gonzales | SOUTH | 2027-12-31 | SOL | PV | 80 |  | No
23INR0113 | Cannon Storage SLF | Planned | Cannon Solar, LLC | Tap 138kV 7224 Luling - 7245 Gonzales | Gonzales | SOUTH | 2027-12-31 | OTH | BA | 0 |  | No
23INR0116 | Cantaloupe Solar | Planned | Saragosa Del Sol Energy, LLC | 60716 Saragosa 138kV | Reeves | WEST | 2028-07-01 | SOL | PV | 303.13 | 2024-04-23 | Yes
23INR0117 | Cantaloupe Storage | Planned | Saragosa Del Sol Energy, LLC | 60716 Saragosa 138kV | Reeves | WEST | 2028-07-01 | OTH | BA | 251.05 | 2024-04-23 | Yes
25INR0087 | Capoterra | Planned | 206OF 8me LLC | Tap 345kV 39950 TNP One – 3687 East Bell County Ckt 1 | Milam | SOUTH | 2026-05-19 | SOL | PV | 598 |  | No
25INR0088 | Capoterra BESS | Planned | 206OF 8me LLC | Tap 345kV 39950 TNP One – 3687 East Bell County Ckt 1 | Milam | SOUTH | 2026-05-19 | OTH | BA | 600 |  | No
23INR0091 | Cascade Solar | Planned | Cascade Solar Energy, LLC | 345kV Oasis (43035) – Seabreeze (43020) circuit 27 | Brazoria | COASTAL | 2026-01-16 | SOL | PV | 254.2 | 2023-04-17 | Yes
23INR0376 | Cascade Storage | Planned | Oyster Creek LLC | 345kV Oasis (43035) – Seabreeze circuit 27 | Brazoria | COASTAL | 2026-01-16 | OTH | BA | 250 |  | No
27INR0193 | Cedar Draw BESS | Planned | Cedar Draw Solar LLC | 60011 Nebula7A 345kV | Scurry | WEST | 2027-12-31 | OTH | BA | 225.7 |  | No
27INR0192 | Cedar Draw Solar | Planned | Cedar Draw Solar LLC | 60011 Nebula7A 345kV | Scurry | WEST | 2027-12-31 | SOL | PV | 451.4 |  | No
21INR0380 | Charolais Solar | Planned | RWE Solar Development, LLC | tap 345kV 44000 W A Parish - 5915 STP | Matagorda | COASTAL | 2026-12-15 | SOL | PV | 261.63 |  | No
23INR0168 | Charolais Storage | Planned | RWE Solar Development, LLC | tap 345kV 44000 W A Parish - 5915 STP | Matagorda | COASTAL | 2026-12-15 | OTH | BA | 150 |  | No
26INR0068 | Charro Creek Solar 1 SLF | Planned | Charro Creek Solar LLC | Tap 345kV 5725 PAWNEESW5 - 8164 COLETO7A | Karnes | SOUTH | 2026-05-31 | SOL | PV | 203 |  | No
26INR0070 | Charro Creek Solar 2 SLF | Planned | Charro Creek Solar LLC | Tap 345kV 5725 PAWNEESW5 - 8164 COLETO7A | Karnes | SOUTH | 2026-05-31 | SOL | PV | 203 |  | No
26INR0072 | Charro Creek Solar 3 SLF | Planned | Charro Creek Solar LLC | Tap on PAWNEESW5 (#5725) - COLETO7A (#8164) Line | Karnes | SOUTH | 2026-05-31 | SOL | PV | 203 |  | No
26INR0069 | Charro Creek Storage 1 SLF | Planned | Charro Creek Solar LLC | Tap 345kV 5725 PAWNEESW5 - 8164 COLETO7A | Karnes | SOUTH | 2026-05-31 | OTH | BA | 0 |  | No
26INR0071 | Charro Creek Storage 2 SLF | Planned | Charro Creek Solar LLC | Tap 345kV 5725 PAWNEESW5 - 8164 COLETO7A | Karnes | SOUTH | 2026-05-31 | OTH | BA | 0 |  | No
26INR0073 | Charro Creek Storage 3 SLF | Planned | Charro Creek Solar LLC | Tap 345kV 5725 PAWNEESW5 - 8164 COLETO7A | Karnes | SOUTH | 2026-05-31 | OTH | BA | 0 |  | No
23INR0070 | Chillingham Solar | Planned | Chillingham Solar LLC | 3687 Bell County East 345kV | Bell | NORTH | 2024-10-18 | SOL | PV | 352.39 | 2022-02-04 | Yes
23INR0079 | Chillingham Storage | Planned | Chillingham Solar LLC | 3687 Bell County East 345kV | Bell | NORTH | 2025-05-02 | OTH | BA | 153.93 | 2022-02-04 | Yes
24INR0333 | Chisme Solar | Planned | Blue Heron Solar, LLC | Tap 345 kV 1444 BROWN SWITCH - 3424 BUCKHORN SWITCH | Brown | NORTH | 2026-10-07 | SOL | PV | 147 |  | No
24INR0331 | Chisme Storage | Planned | Blue Heron Solar, LLC | Tap 345 kV 1444 BROWN SWITCH - 3424 BUCKHORN SWITCH | Brown | NORTH | 2026-10-07 | OTH | BA | 146 |  | No
26INR0238 | Clapton Solar | Planned | Clapton Solar | Tap 345 kV 3424 Buckhorn Switch - 1444 Brown switch | Mills | NORTH | 2027-09-13 | SOL | PV | 178.2 |  | No
26INR0430 | Clapton Storage | Planned | Clapton BESS | 345 kV Buckhorn Switch (#3424) to Brown Switch(#1444) | Mills | NORTH | 2027-08-04 | OTH | BA | 102.8 |  | No
25INR0204 | Claxton Solar | Planned | BT Claxton Solar, LLC | Tap 345kV line between Allen Switch (#2514) and Monticello (#1696) | Hopkins | NORTH | 2026-09-07 | SOL | PV | 150.64 |  | No
25INR0205 | Claxton Storage | Planned | BT Claxton Solar, LLC | Tap 345kV line between Allen Switch (#2514) and Monticello (#1696) | Hopkins | NORTH | 2026-09-07 | OTH | BA | 75.7 |  | No
24INR0263 | Cold Creek Solar | Planned | Cold Creek Solar LLC | 76003 Big Hill Substation 345kV | Schleicher | WEST | 2025-06-30 | SOL | PV | 455 |  | No
26INR0290 | Cold Creek Solar 2 | Planned | Cold Creek Solar LLC | Tap 345kV line Big Hill (#76003) - Twin Buttes (#76009) | Schleicher | WEST | 2026-12-31 | SOL | PV | 445.41 |  | No
24INR0266 | Cold Creek Storage | Planned | Cold Creek Solar LLC | 76003 Big Hill Substation 345kV | Schleicher | WEST | 2025-06-30 | OTH | BA | 172.4 |  | No
26INR0291 | Cold Creek Storage 2 | Planned | Cold Creek Solar LLC | Tap 345kV line Big Hill (#76003) - Twin Buttes (#76009) | Schleicher | WEST | 2026-12-31 | OTH | BA | 174.24 |  | No
25INR0174 | Concho Pearl Solar | Planned | Concho Pearl Solar, LLC | Tap 345kV 76009 Twin Buttes - 7077 Amos Creek | Concho | WEST | 2027-10-14 | SOL | PV | 171.9 | 2024-07-22 | No
25INR0175 | Concho Pearl Storage | Planned | Concho Pearl Solar, LLC | Tap 345kV 76009 Twin Buttes - 7077 Amos Creek | Concho | WEST | 2027-10-14 | OTH | BA | 162.4 | 2024-07-22 | No
19INR0134 | Cottonwood Bayou Solar | Planned | Cottonwood Bayou Solar, LLC | tap 138kV 42870 Liverpool - 43070 Petson | Brazoria | COASTAL | 2024-08-12 | SOL | PV | 351.4 | 2019-11-13 | Yes | 2024-05-01 | 2024-05-29
21INR0443 | Cottonwood Bayou Storage | Planned | Cottonwood Bayou Storage, LLC | tap 138kV 42870 Liverpool - 43070 Petson | Brazoria | COASTAL | 2025-07-07 | OTH | BA | 153.03 | 2022-03-18 | Yes
25INR0473 | Crowded Star II BESS | Planned | Jones City Solar II, LLC | 68014 Open Sky | Jones | WEST | 2025-12-31 | OTH | BA | 202.74 |  | No
20INR0241 | Crowded Star Solar | Planned | Jones City Solar, LLC | tap 345kV 68001 Claytonville – 68004 Phantom Hill c2 | Jones | WEST | 2025-12-31 | SOL | PV | 218.79 | 2019-12-17 | Yes
22INR0274 | Crowded Star Solar II | Planned | Jones City Solar II, LLC | tap 345kV 68001 Claytonville – 68004 Phantom Hill c2 | Jones | WEST | 2026-01-26 | SOL | PV | 190.18 | 2019-12-17 | No
27INR0077 | Cuchillas BESS | Planned | Gransolar Texas Two | 80219 Lobo 345kV | Webb | SOUTH | 2026-12-27 | OTH | BA | 306.94 |  | No
24INR0059 | Cuchillas Solar | Planned | Gransolar Texas Two, LLC | 80219 Lobo 345kV | Webb | SOUTH | 2026-05-01 | SOL | PV | 305.6 | 2023-06-20 | Yes
27INR0050 | Darkwood BESS | Planned | Mustang Creek Solar, LLC | Tap 345KV 1900 Comanche Peak - 1440 Comanche Switch | Comanche | NORTH | 2027-01-30 | OTH | BA | 150.5 |  | No
27INR0049 | Darkwood Solar | Planned | Mustang Creek Solar, LLC | Tap 345KV 1900 Comanche Peak to 1440 Comanche SS | Comanche | NORTH | 2027-01-30 | SOL | PV | 150.76 |  | No
25INR0129 | Demeter Solar | Planned | Demeter Solar, LLC | Transmission Line (From Bus #7224 LULING- To Bus #7216 LOCKHART) | Caldwell | SOUTH | 2026-03-28 | SOL | PV | 88 |  | No
25INR0130 | Demeter Storage | Planned | Demeter Solar, LLC | Tapping the Transmission Line (From Bus #7224 LULING - Bus #7216 LOCKHART) | Caldwell | SOUTH | 2026-03-28 | OTH | BA | 65 |  | No
24INR0245 | Diamondback BESS | Planned | Diamondback BESS | 80355 Del Sol 345kV | Starr | SOUTH | 2030-06-30 | OTH | BA | 203.8 |  | No
20INR0162 | Diamondback solar | Planned | Nextera | 80355 Del Sol 345kV | Starr | SOUTH | 2027-12-31 | SOL | PV | 201.6 | 2024-06-14 | Yes
26INR0176 | Dionysus Solar | Planned | Dionysus Solar, LLC | Tap 138kV 6733 Mustang Prairie - 6732 Latexo | Houston | NORTH | 2026-04-21 | SOL | PV | 153.26 |  | No
26INR0177 | Dionysus Storage | Planned | Dionysus Solar, LLC | Tap 138kV 6733 Mustang Prairie - 6732 Latexo | Houston | NORTH | 2026-04-21 | OTH | BA | 77.28 |  | No
26INR0146 | DMF Sagerton Solar SLF | Planned | Double Mountain Fork LLC | Tap 138kV 6158 Aspermont – 6161 Paint Creek | Haskell | WEST | 2026-12-31 | SOL | PV | 125.5 |  | No
26INR0148 | DMF Sagerton Storage SLF | Planned | Double Mountain Fork LLC | Tap 138kV 6158 Aspermont – 6161 Paint Creek | Haskell | WEST | 2026-12-31 | OTH | BA | 0 |  | No
24INR0196 | Dori BQ BESS | Planned | Sunnyside Energy LLC | 138kV line Holmes (#47210) - Garden Villas (#42680); CNP | Harris | HOUSTON | 2025-07-04 | OTH | BA | 154 | 2023-05-31 | No
23INR0040 | Dori BQ Solar | Planned | Sunnyside Energy, LLC | tap 138kV 47210 Holmes – 42680 Garden Villas | Harris | HOUSTON | 2025-07-04 | SOL | PV | 50.42 | 2022-12-01 | No
27INR0248 | Double A Solar | Planned | Double A Solar LLC | Tap 69kV 5674 Beeville - 5675 Big Oak | Goliad | SOUTH | 2027-05-31 | SOL | PV | 132.6 |  | No
27INR0257 | Double A Storage | Planned | Double A Storage LLC | Tap 69kV 5674 Beeville - 5675 Big Oak | Goliad | SOUTH | 2027-05-31 | OTH | BA | 132.4 |  | No
26INR0454 | Dove Creek Solar | Planned | Dove Creek Solar, LLC | Tap at Big Hill - Twin Buttes 345 kV line (76003 / 76009) | Tom Green | WEST | 2027-07-01 | SOL | PV | 163.6 |  | No
26INR0455 | Dove Creek Storage | Planned | Dove Creek Solar, LLC | Tap at Big Hill - Twin Buttes 345 kV line (76003 / 76009) | Tom Green | WEST | 2027-07-01 | OTH | BA | 162.5 |  | No
24INR0094 | Dovetail Solar 1 | Planned | Hecate Energy Dovetail Solar 1 LLC | Tap 345 KV 1421 Willow Creek - 60515 Clear Crossing Ckt 2 | Jack | NORTH | 2027-04-15 | SOL | PV | 666.1 |  | No
24INR0095 | Dovetail Solar 2 | Planned | Hecate Energy Dovetail Solar 2 LLC | Tap 345 KV 1421 Willow Creek - 60515 Clear Crossing | Jack | NORTH | 2028-03-31 | SOL | PV | 666.1 |  | No
24INR0098 | Dovetail Storage | Planned | Hecate Energy Dovetail Storage LLC | Tap 345 KV 1421 Willow Creek-60515 Clear Crossing CKT#2 | Jack | NORTH | 2027-04-15 | OTH | BA | 508.7 |  | No
22INR0237 | Dragan Solar | Planned | Hecate Comanche Solar LLC | 1440 Comanche 345kV | Comanche | NORTH | 2026-06-02 | SOL | PV | 411 |  | No
22INR0400 | Dragan Storage | Planned | Hecate Grid Dragan Storage LLC | 1440 Comanche 345kV | Comanche | NORTH | 2026-02-28 | OTH | BA | 408.3 |  | No
26INR0250 | Duffy BESS | Planned | Duffy Energy Storage LLC | Tap 345kV 44200 Hilje and 5915 STP c64 | Matagorda | COASTAL | 2026-03-31 | OTH | BA | 235.7 |  | No
23INR0057 | Duffy Solar | Planned | VDA Solar Texas 1 LLC | Tap 345kV 44200 Hilje and 5915 STP c64 | Matagorda | COASTAL | 2026-11-01 | SOL | PV | 545.21 | 2023-04-12 | Yes
24INR0137 | Eagle Springs Solar | Planned | Eagle Springs Solar, LLC | Tap Lake Creek Substation (#6835) – Enloe Switching station (#6834) 138 kV Line | Delta | NORTH | 2025-12-31 | SOL | PV | 110.1 |  | No
24INR0136 | Eagle Springs Storage | Planned | Eagle Springs Solar, LLC | Tap Lake Creek Substation (#6835) – Enloe Switching station (#6834) 138 kV Line | Delta | NORTH | 2025-12-31 | OTH | BA | 55.1 |  | No
25INR0266 | East Blackland Battery Storage SLF | Planned | DERIVA ENERGY STORAGE, LLC | 7337 Kimbro 138kV | Travis | SOUTH | 2026-06-08 | OTH | BA | 75 |  | No
| East Blackland Solar | Operational |  | tap 138kV 7336 Gillie - 3650 Elgin | Travis | SOUTH |  | SOL | PV | 144
25INR0368 | Echols Creek Solar | Planned | BT Ferguson Solar, LLC | Tap 138kV Hawk Hollow Switch (#11768) and Lamar Blossom Switch (#11770) | Lamar | NORTH | 2026-12-31 | SOL | PV | 201.15 |  | No
25INR0369 | Echols Creek Storage | Planned | BT Ferguson Solar, LLC | Tap 138kV Hawk Hollow Switch (#11768) and Lamar Blossom Switch (#11770) | Lamar | NORTH | 2026-12-31 | OTH | BA | 100.57 |  | No
24INR0061 | Eighteenmile Solar SLF | Planned | Weser Solar, LLC | Tap 138kV 5730 Four Corners - 5728 Choate | Goliad | SOUTH | 2025-09-02 | SOL | PV | 153.06 |  | No
24INR0062 | Eighteenmile Storage SLF | Planned | Weser Solar, LLC | Tap 5730 Four Corners to 5728 Choate 138 kV | Goliad | SOUTH | 2025-09-02 | OTH | BA | 0 |  | No
25INR0321 | El Molino Solar SLF | Planned | El Molino Solar, LLC | 138kV Bruni 8297 | Webb | SOUTH | 2027-09-01 | SOL | PV | 201.32 |  | No
25INR0322 | El Molino Storage SLF | Planned | El Molino Solar, LLC | 138kV Bruni 8297 | Webb | SOUTH | 2027-09-01 | OTH | BA | 0 |  | No
24INR0338 | Eldora BESS | Planned | Eldora Energy LLC | 345 kV South Texas Project (Bus# 5915) – Hillje (Bus# 44200) Transmission Line Ckt 1 | Matagorda | COASTAL | 2026-06-30 | OTH | BA | 201.31 | 2023-11-15 | Yes
24INR0337 | Eldora Solar | Planned | Eldora Energy LLC | Tap 345 kV 5915 South Texas Project – 44200 Hillje Ckt 1 | Matagorda | COASTAL | 2026-06-30 | SOL | PV | 200.94 | 2023-11-15 | Yes
21INR0368 | Eliza Solar | Planned | Ables Springs Solar, LLC | tap 345kV 2478 Royse - 3103 Shamburger | Kaufman | NORTH | 2024-12-20 | SOL | PV | 151.7 | 2022-08-04 | Yes
22INR0260 | Eliza Storage | Planned | Ables Springs Storage, LLC | tap 345kV 2478 Royse - 3103 Shamburger | Kaufman | NORTH | 2025-02-17 | OTH | BA | 100.4 | 2022-08-04 | Yes
26INR0130 | Elm Flats Solar SLF | Planned | Elm Flats Solar, LLC | Tap 138kV 3472 BRIAR_CRK_8 – 3467 POWELL1_8 | Navarro | NORTH | 2026-07-01 | SOL | PV | 125.58 |  | No
26INR0131 | Elm Flats Storage SLF | Planned | Elm Flats Solar, LLC | Tap 138kV 3472 BRIAR_CRK_8 – 3467 POWELL1_8 | Navarro | NORTH | 2026-07-01 | OTH | BA | 0 |  | No
21INR0226 | Equinox Solar 1 | Planned | Invenergy Solar Project Development LLC | 80355 Del Sol 345kV | Starr | SOUTH | 2028-12-30 | SOL | PV | 200 | 2021-01-28 | No
21INR0227 | Equinox Solar 2 | Planned | Invenergy Solar Project Development LLC | 80355 Del Sol 345kV | Starr | SOUTH | 2026-12-30 | SOL | PV | 200 |  | No
23INR0048 | Equinox Storage | Planned | Invenergy Storage Development LLC | 80355 Del Sol 345kV | Starr | SOUTH | 2026-12-30 | OTH | BA | 101.2 |  | No
23INR0100 | Evergreen Solar | Planned | Bucks Bayou LLC | 8111 Magilla 138kV | Matagorda | COASTAL | 2025-12-31 | SOL | PV | 150 |  | No
24INR0335 | Evergreen Storage | Planned | Evergreen Energy LLC | 8111 Magilla 138kV | Matagorda | COASTAL | 2025-05-20 | OTH | BA | 100 |  | No
24INR0459 | Exodus BESS | Planned | Exodus Solar LLC | Tap 345kV 7040 Austrop – 7042 Zorn | Caldwell | SOUTH | 2025-12-12 | OTH | BA | 201.36 |  | No
24INR0353 | Exodus Solar | Planned | Exodus Solar LLC. | Tap 345kV 7040 Austrop – 7042 Zorn | Caldwell | SOUTH | 2025-08-20 | SOL | PV | 181.02 |  | No
20INR0091 | Fagus Solar Park 1 SLF | Planned | Excel Advantage Services, LLC dba Misae Solar Park II | 60501 Tesla 345kV | Childress | PANHANDLE | 2025-05-15 | SOL | PV | 166.42 | 2019-02-21 | Yes
25INR0672 | Fagus Solar Park 2 SLF | Planned | Excel Advantage Services, LLC dba Misae Solar Park II | 60501 Tesla 345 kV | Childress | PANHANDLE | 2025-12-01 | SOL | PV | 166.57 |  | No
26INR0524 | Fagus Solar Park 3 SLF | Planned | Excel Advantage Services, LLC dba Misae Solar Park II | 60501 Tesla 345 kV | Childress | PANHANDLE | 2026-04-01 | SOL | PV | 186.83 |  | No
25INR0515 | Fagus Storage SLF | Planned | Greenalia Energy Storage MISAE II LLC | 60501 Tesla 345kV | Childress | PANHANDLE | 2026-09-01 | OTH | BA | 0 |  | No
27INR0007 | Felix East Solar | Planned | Felix 1, LLC | The 345 kV Riley Substation (#6101); AEP | Wilbarger | WEST | 2027-07-31 | SOL | PV | 301.44 |  | No
22INR0209 | Felix North Solar | Planned | Crescent Solar, LLC | 6101 Riley 345kV | Wilbarger | WEST | 2027-07-31 | SOL | PV | 100.54 |  | No
27INR0009 | Felix Storage | Planned | Felix 1, LLC | The 345 kV Riley Substation (#6101); AEP | Wilbarger | WEST | 2027-07-31 | OTH | BA | 100.54 |  | No
27INR0012 | Felix West Solar | Planned | Felix 1, LLC | 6101 Riley 345 kV | Wilbarger | WEST | 2027-07-31 | SOL | PV | 200.95 |  | No
28INR0048 | Findley BESS | Planned | Gransolar Texas Sixteen, LLC | #107 Prairie Hill 69 kV | Limestone | NORTH | 2028-01-01 | OTH | BA | 51.74 |  | No
25INR0021 | Findley Solar | Planned | Gransolar Texas Sixteen, LLC | 107 Prairie Hill 69 kV | Limestone | NORTH | 2028-01-01 | SOL | PV | 50.34 |  | No
26INR0287 | Firebird BESS | Planned | TX BESS 6, LLC | 138 kV 1099 SOUTHWESTERN PORTLAND TAP - 11281 OLSIN SWITCH | Ector | WEST | 2026-12-31 | OTH | BA | 100.42 |  | No
26INR0279 | Firebird Solar | Planned | TX Firebird SB 6, LLC | 138 kV 1099 SOUTHWESTERN PORTLAND TAP - 11281 OLSIN SWITCH | Ector | WEST | 2026-12-31 | SOL | PV | 100.42 |  | No
21INR0343 | Flag City Solar | Planned | Flag City Solar Project, LLC | tap 138kV 5588 Red Bluff - 5546 Danevang c1 | Jackson | SOUTH | 2026-12-31 | SOL | PV | 167.3 |  | No
23INR0414 | Flag City Storage SLF | Planned | Flag City Solar Project, LLC | tap 138kV 5588 Red Bluff - 5546 Danevang | Jackson | SOUTH | 2026-12-31 | OTH | BA | 0 |  | No
24INR0341 | Forts Trail BESS | Planned | JC Central Bluff, LLC | 11406 Central Bluff Switch 345kV | Taylor | WEST | 2026-06-20 | OTH | BA | 200.93 |  | No
24INR0488 | Forts Trail BESS 2 | Planned | JC Central Bluff, LLC | 11406 Central Bluff Switch 345 kV | Taylor | WEST | 2026-06-20 | OTH | BA | 201.2 |  | No
24INR0308 | Forts Trail Solar | Planned | JC Central Bluff, LLC | 11406 Central Bluff Switch 345kV | Taylor | WEST | 2026-06-20 | SOL | PV | 200.93 |  | No
22INR0402 | Frye Storage | Planned | Hecate Energy Frye Storage LLC | new 345kV sub Kress connecting both 23912 Ogallala - 23914 Tule Canyon circuits | Swisher | PANHANDLE | 2026-12-15 | OTH | BA | 503.85 |  | No
| Frye Solar | Operational |  | Kress sub KRSSW 23913 345 kV | Swisher | PANHANDLE |  | SOL | PV | 502
24INR0141 | Gaia Solar | Planned | Gaia Solar, LLC | Tap 138kV 3127 Trinidad SES - 3454 Montfort Switch | Navarro | NORTH | 2025-07-31 | SOL | PV | 152.65 | 2023-11-08 | Yes
24INR0140 | Gaia Storage | Planned | Gaia Solar, LLC | Tap 138kV 3127 Trinidad SES - 3454 Montfort Switch | Navarro | NORTH | 2025-07-31 | OTH | BA | 76.83 | 2023-11-08 | Yes
26INR0360 | Gail Mountain Solar | Planned | Gail Mountain Solar, LLC | Tap 138 kV line #131955 Bull Creek Wind - #1301 Willow Valley | Borden | WEST | 2026-07-01 | SOL | PV | 152 |  | No
26INR0361 | Gail Mountain Storage | Planned | Gail Mountain Solar, LLC | Tap 138 kV line 131953 Bull Creek Wind - 1301 Willow Valley | Borden | WEST | 2026-07-01 | OTH | BA | 152 |  | No
23INR0144 | Galactic Solar | Planned | UKA North America, LLC | Tap 138kV 1744 Gordonville - 11704 Sherman West | Grayson | NORTH | 2024-03-01 | SOL | PV | 205.2 | 2022-08-12 | No
26INR0018 | Galactic Storage SLF | Planned | UKA North America, LLC | Tap 138kV 1744 Gordonville - 11704 Sherman West | Grayson | NORTH | 2026-11-15 | OTH | BA | 0 |  | No
24INR0206 | Glasgow Solar | Planned | Glasgow Solar LLC | 345kV line between BUS #2466 Big Onion to #68091 Navarro circuit | Navarro | NORTH | 2025-11-10 | SOL | PV | 203.5 | 2023-11-08 | Yes
24INR0207 | Glasgow Storage | Planned | Glasgow Solar LLC | 345kV line between BUS #2466 Big Onion to #68091 Navarro circuit | Navarro | NORTH | 2025-11-10 | OTH | BA | 101 | 2023-11-08 | Yes
24INR0368 | Glory Bee Solar | Planned | Riley Solar LLC | Tap 345kV 1440 Comanche Switch - 1900 Comanche Peak | Erath | NORTH | 2026-04-14 | SOL | PV | 305 |  | No
24INR0369 | Glory Bee Storage | Planned | Riley Solar LLC | Tap 345kV 1440 Comanche Switch - 1900 Comanche Peak | Erath | NORTH | 2026-04-14 | OTH | BA | 101 |  | No
19INR0002 | Grandfalls Solar | Planned | Nextera | tap 345kV 11028 Odessa - 76000 N McCamey | Upton | WEST | 2027-07-01 | SOL | PV | 178 |  | No
21INR0262 | Grandfalls Storage SLF | Planned | King Mountain Storage LLC | tap 345kV 11028 Odessa - 76000 North McCamey | Upton | WEST | 2027-07-01 | OTH | BA | 0 |  | No
21INR0021 | Green Holly Solar | Planned | GreenGo Energy | tap 345kV 59900 Longdraw - 79641 Farmland | Dawson | WEST | 2026-05-30 | SOL | PV | 413.6 | 2020-05-19 | No
21INR0029 | Green Holly Storage | Planned | GreenGo Energy | tap 345kV 59900 Longdraw - 79641 Farmland | Dawson | WEST | 2026-05-30 | OTH | BA | 50 | 2020-10-19 | No
22INR0596 | Grizzly Ridge BESS | Planned | Grizzly Ridge Solar LLC | Pottsville Switching Substation (Bus# 178) | Hamilton | NORTH | 2023-05-31 | OTH | BA | 9.95 | 2021-10-18 | Yes | 2023-02-10
| Grizzly Ridge Solar | Operational |  | 69kV 178 Pottsville | Hamilton | NORTH |  | SOL | PV | 101.68
23INR0086 | Hanson Solar | Planned | Hanson Solar, LLC | tap 345kV 1444 Brown - 11406 Central Bluff | Coleman | WEST | 2027-04-17 | SOL | PV | 400.58 | 2023-09-20 | Yes
24INR0057 | Hanson Storage | Planned | Hanson Solar, LLC | tap 345kV 1444 Brown - 11406 Central Bluff | Coleman | WEST | 2025-10-21 | OTH | BA | 101.39 | 2023-09-20 | No
25INR0442 | Happy Dog Storage | Planned | Rosula Solar LLC | Tap 345kV 3704 Hog Creek Switch – 3687 Bell County East Switch | Milam | SOUTH | 2026-09-14 | OTH | BA | 60.16 |  | No
25INR0382 | HappyDogSolar | Planned | Rosula Solar LLC | Tap 345kV 3704 Hog Creek Switch – 3687 Bell County East Switch | Milam | SOUTH | 2026-09-14 | SOL | PV | 85.54 |  | No
23INR0008 | Harley Hand Solar | Planned | HECTATE ENERGY HARLEY HAND SOLAR LLC | 11420 Sweetwater East 345kV | Nolan | WEST | 2025-08-01 | SOL | PV | 513.7 |  | No
23INR0214 | Harley Hand Storage | Planned | Hecate Energy Harley Hand Solar LLC | 11420 Sweetwater East 345kV | Nolan | WEST | 2025-08-01 | OTH | BA | 509 |  | No
25INR0270 | Harryoung Solar | Planned | Gransolar Texas Four LLC | Tap 8319 Rio Hondo - SOUTH SANTA ROSA: 8359, 138kV | Cameron | COASTAL | 2027-05-15 | SOL | PV | 190.01 |  | No
25INR0552 | HarryoungBESS | Planned | Gransolar Texas Four LLC | 8319 Rio Hondo sub 138kV | Cameron | COASTAL | 2027-05-15 | OTH | BA | 190.01 |  | No
25INR0220 | Hector Solar | Planned | Hector Solar, LLC | Haney (213) - Hubbard_8 (3515) 138kV Line | Navarro | NORTH | 2025-12-31 | SOL | PV | 81.59 |  | No
25INR0221 | Hector Storage | Planned | Hector Solar, LLC | Haney (213) - Hubbard_8 (3515) 138kV Line | Navarro | NORTH | 2025-12-31 | OTH | BA | 42.69 |  | No
24INR0249 | Hickerson BESS | Planned | Hickerson BESS | tap 345kV 68091 Navarro - 68040 Kopperl | Bosque | NORTH | 2027-07-01 | OTH | BA | 0 |  | No
21INR0359 | Hickerson Solar | Planned | Hickerson Solar | tap 345kV 68091 Navarro - 68040 Kopperl | Bosque | NORTH | 2026-03-01 | SOL | PV | 316.3 | 2023-12-18 | No
25INR0068 | High Chap Solar | Planned | HIGH CHAPARRAL SOLAR PROJECT LLC | 43035 Oasis 345kV - 42500 Dow Chemical 345 kV Ckt 18 | Brazoria | COASTAL | 2027-08-04 | SOL | PV | 152.25 | 2023-11-21 | Yes
25INR0072 | High Chap Storage | Planned | HIGH CHAPARRAL SOLAR PROJECT LLC | 43035 Oasis 345kV - 42500 Dow Chemical 345 kV Ckt 18 | Brazoria | COASTAL | 2027-08-04 | OTH | BA | 71.78 |  | No
24INR0124 | High Noon Solar | Planned | High Noon Solar Project, LLC | Tap 138kV 445 Yates - 444 Covington | Hill | NORTH | 2027-12-01 | SOL | PV | 182 | 2024-05-03 | Yes
24INR0126 | High Noon Storage | Planned | High Noon Solar Project, LLC | Tap 138kV 445 Yates - 444 Covington | Hill | NORTH | 2026-04-01 | OTH | BA | 94 |  | No
23INR0228 | Hiru Solar | Planned | Hecate Energy Hazel LLC | Tap 345kV 6111 Riley - 1730 West Krum ckt 1 | Clay | WEST | 2025-12-31 | SOL | PV | 614.4 |  | No
24INR0444 | Hiru Storage | Planned | Hecate Energy Hazel LLC | Tap 345kV 6111 Riley - 1730 West Krum ckt 1 | Clay | WEST | 2026-08-01 | OTH | BA | 503.8 |  | No
24INR0422 | Hollow Branch Creek Solar | Planned | Hollow Branch Creek Solar LLC | Tap 345kV 3390 Jewett - 44645 Singleton | Leon | NORTH | 2027-12-31 | SOL | PV | 460 |  | No
24INR0423 | Hollow Branch Creek Storage | Planned | Hollow Branch Creek Solar LLC | Jewett – Singleton 345 kV [PTI Bus # 3390 – 44645] | Leon | NORTH | 2027-12-31 | OTH | BA | 460 |  | No
25INR0147 | Holly Branch Solar | Planned | Holly Branch Solar, LLC | Tap 345kV 967 Gibbons Creek - 3400 Twin Oak | Robertson | NORTH | 2027-06-01 | SOL | PV | 231.12 |  | No
25INR0148 | Holly Branch Storage | Planned | Holly Branch Solar, LLC | Tap 345kV 967 Gibbons Creek - 3400 Twin Oak | Robertson | NORTH | 2027-06-01 | OTH | BA | 115.32 |  | No
22INR0559 | Honeycomb Solar | Planned | Honeycomb Solar, LLC | 69 kV Tynan Substation (#8107) | Bee | SOUTH | 2025-12-01 | SOL | PV | 61.1 | 2023-05-01 | Yes
23INR0392 | Honeycomb Storage SLF | Planned | Honeycomb Solar, LLC | 69 kV Tynan Substation (#8107) | Bee | SOUTH | 2025-12-01 | OTH | BA | 0 | 2023-05-01 | Yes
24INR0473 | Hooper Solar | Planned | BT Brown Solar, LLC | Tap 138kV line between Lexington (Bus #7571) and Lyle Wolz (Bus #7567) | Lee | SOUTH | 2026-01-15 | SOL | PV | 50.48 |  | No
24INR0474 | Hooper Storage | Planned | BT Brown Solar, LLC | Tap 138kV line between Lexington (Bus #7571) and Lyle Wolz (Bus #7567) | Lee | SOUTH | 2026-01-15 | OTH | BA | 30.68 |  | No
25INR0282 | Hornet Solar II SLF | Planned | Hornet Solar II LLC | Ozark Trail Switch 345kV substation (Bus #23901) | Castro | PANHANDLE | 2026-06-01 | SOL | PV | 208.95 |  | No
25INR0283 | Hornet Storage II SLF | Planned | Hornet Storage II LLC | Ozark Trail Switch 345kV substation (Bus # 23901) | Castro | PANHANDLE | 2026-06-01 | OTH | BA | 0 |  | No
25INR0273 | Horse Wrangler Solar | Planned | Horse Wrangler Solar Project, LLC | Tap 138kV 8153 Rosata Tap (Bus# ) - 8186 Kenedy Switch | Karnes | SOUTH | 2028-12-01 | SOL | PV | 251.33 |  | No
25INR0274 | Horse Wrangler Storage | Planned | Horse Wrangler Solar Project, LLC | Tap 138kV 8153 Rosata Tap - 8186 Kenedy Switch Ckt 1 | Karnes | SOUTH | 2028-12-01 | OTH | BA | 102.07 |  | No
24INR0376 | Huisache BESS | Planned | Huisache Solar, LLC | Tapping the Elm Creek to Shaula circuit 1 | Wilson | SOUTH | 2026-02-15 | OTH | BA | 100.67 |  | No
24INR0160 | Huisache Solar | Planned | Huisache Solar, LLC | Tapping the Elm Creek to Shaula circuit 1 | Wilson | SOUTH | 2026-02-15 | SOL | PV | 125.59 |  | No
25INR0197 | Inadale BESS | Planned | Inadale BESS, LLC | Tap 345 kV TONKAWAW_5 (11048) – SCURCNTYS_5 (11318) Circuit #2 | Scurry | WEST | 2026-12-15 | OTH | BA | 286.66 |  | No
25INR0196 | Inadale Solar | Planned | Inadale Solar, LLC | Tap 345 kV TONKAWAW_5 (11048) – SCURCNTYS_5 (11318) Circuit #2 | Scurry | WEST | 2026-12-15 | SOL | PV | 281.03 |  | No
21INR0031 | Indigo Solar | Planned | Innovative Solar 245, LLC | tap 345 kV 68001 Claytonville – 68004 Phantom Hill Circuit 2 | Fisher | WEST | 2026-08-17 | SOL | PV | 150 | 2022-09-15 | No
24INR0496 | Indigo Storage | Planned | Indigo Storage | tap 345 kV 68001 Claytonville – 68004 Phantom Hill Circuit 2 | Fisher | WEST | 2025-05-22 | OTH | BA | 60 |  | No
22INR0375 | Inertia BESS 2 | Planned | Inertia Energy Storage, LLC | tap 345kV 60515 Clear Crossing - 6104 Smoky Hill | Haskell | WEST | 2027-07-01 | OTH | BA | 100.77 | 2021-05-04 | Yes
22INR0374 | Inertia Solar | Planned | Inertia Solar Project, LLC | tap 345kV 60515 Clear Crossing - 6104 Smoky Hill | Haskell | WEST | 2027-07-01 | SOL | PV | 202.39 | 2021-05-04 | Yes
| Jade Solar | Operational |  | tap 345kV 11305 Dermott - 59904 Cottonwood | Scurry | WEST |  | SOL | PV | 326.6
24INR0629 | Jade Storage SLF | Planned | IP LUMINA BESS, LLC | 59911 MHOS 345kV | Scurry | WEST | 2024-09-30 | OTH | BA | 0 | 2024-03-28 | Yes
24INR0256 | Kennedy Solar | Planned | Kennedy Bypass Solar LLC | Tap 345kV 68040 Kopprl Capacitor Yard - 68091 Navarro | Navarro | NORTH | 2025-11-10 | SOL | PV | 101.5 |  | No
24INR0391 | Kennedy Storage | Planned | Kennedy Bypass Solar LLC | Tap 345kV 68040 Kopprl Capacitor Yard - 68091 Navarro | Navarro | NORTH | 2025-11-10 | OTH | BA | 25.3 |  | No
24INR0065 | Keys Hollow Solar Phase II SLF | Planned | Keys Hollow Solar, LLC | 345kV Tap 8164 Coleto Creek - 8673 RAPTOR7A | Goliad | SOUTH | 2027-07-01 | SOL | PV | 204.08 |  | No
24INR0067 | KEYS HOLLOW SOLAR SLF | Planned | Keys Hollow Solar, LLC | TAP 345 KV LINE FROM COLETO 8164 - RAPTOR7A 8673 | Goliad | SOUTH | 2027-07-01 | SOL | PV | 204.08 |  | No
24INR0066 | Keys Hollow Storage Phase II SLF | Planned | Keys Hollow Solar, LLC | 345kV Tap 8164 Coleto Creek - 8673 RAPTOR7A | Goliad | SOUTH | 2027-07-01 | OTH | BA | 0 |  | No
24INR0068 | KEYS HOLLOW STORAGE SLF | Planned | Keys Hollow Solar, LLC | TAP 345 KV LINE FROM COLETO 8164 - RAPTOR7A 8673 | Goliad | SOUTH | 2027-07-01 | OTH | BA | 0 |  | No
27INR0250 | Kiskadee Trail Solar | Planned | Kiskadee Solar, LLC | Tap 69kV 8005 Carrizo Springs - 8006 Crystal City | Dimmit | SOUTH | 2027-05-31 | SOL | PV | 40.9 |  | No
27INR0258 | Kiskadee Trail Storage | Planned | Kiskadee Storage, LLC | Tap 69kV #8005 Carrizo Springs - #8006 Crystal City | Dimmit | SOUTH | 2027-05-31 | OTH | BA | 40.8 |  | No
20INR0235 | Knickerbocker Solar SLF | Planned | Knickerbocker Solar LLC | Tap 345kV 76003 Big Hill - 76009 Twin Buttes | Tom Green | WEST | 2027-06-01 | SOL | PV | 241.26 |  | No
21INR0446 | Knickerbocker Storage SLF | Planned | Knickerbocker Solar LLC | Tap 345kV 76003 Big Hill - 76009 Twin Buttes | Tom Green | WEST | 2027-06-01 | OTH | BA | 0 |  | No
26INR0322 | Kobernat Solar | Planned | BT Kobernat Solar, LLC | A DIRECT CONNECTION TO A NEW SWITCHING STATION ON THE AEP TEXAS CENTRAL OWNED GARZA (BUS #8399) - LISTON (BUS #8394) 138 KV LINE | Starr | SOUTH | 2026-12-30 | SOL | PV | 100.54 |  | No
26INR0323 | Kobernat Storage | Planned | BT Kobernat Solar, LLC | A DIRECT CONNECTION TO A NEW SWITCHING STATION ON THE AEP TEXAS CENTRAL OWNED GARZA (BUS #8399) - LISTON - (BUS #8394) 138 KV LINE | Starr | SOUTH | 2026-12-30 | OTH | BA | 51.46 |  | No
26INR0089 | La Salle ESS | Planned | OCI La Salle ESS LLC | Tap 345kV LOBO7A (#80219) - FOWLERTONSW5 (#5709) CKT#2 | La Salle | SOUTH | 2027-07-01 | OTH | BA | 503.9 |  | No
26INR0088 | La Salle Solar | Planned | OCI La Salle Solar LLC | Tap 345kV LOBO7A (#80219) - FOWLERTONSW5 (#5709) | La Salle | SOUTH | 2027-07-01 | SOL | PV | 503.9 |  | No
24INR0262 | Lan Battery SLF | Planned | General Solar, LLC | Tap 345kV 1729 Valley South – 1692 Paris Switch | Lamar | NORTH | 2025-08-26 | OTH | BA | 0 |  | No
22INR0314 | Lan Solar SLF | Planned | General Solar, LLC | Tap 345kV 1729 Valley South – 1692 Paris Switch | Lamar | NORTH | 2025-08-26 | SOL | PV | 182.2 |  | No
23INR0030 | Langer Solar | Planned | Langer Solar LLC | tap 345kV 68040 Kopperl - 68091 Navarro | Bosque | NORTH | 2027-03-01 | SOL | PV | 249.8 | 2023-08-31 | Yes
23INR0266 | Langer Storage | Planned | Langer Solar, LLC | tap 345kV 68040 Kopperl - 68091 Navarro | Bosque | NORTH | 2027-03-01 | OTH | BA | 61.53 |  | No
26INR0378 | Larimar Solar | Planned | BT S7 Solar, LLC | Tap 138 kV 8186 KENEDYSW4A ‐ 8590 TULETA4A | Bee | SOUTH | 2026-12-18 | SOL | PV | 150.91 |  | No
26INR0383 | Larimar Storage | Planned | BT S7 Solar, LLC | A DIRECT CONNECTION TO A NEW SWITCHING STATION ON THE KENEDYSW4A (BUS #8186) ‐ TULETA4A (BUS #8590) 138 KV LINE | Bee | SOUTH | 2026-12-18 | OTH | BA | 100.91 |  | No
25INR0504 | Lazy Frog Solar | Planned | Lazy Frog Solar, LLC | 11688 Thorn Tree Switch 345kV | Franklin | NORTH | 2026-10-31 | SOL | PV | 100 |  | No
25INR0506 | Lazy Frog Storage | Planned | Lazy Frog Solar, LLC | 11688 Thorn Tree Switch 345kV | Franklin | NORTH | 2026-10-31 | OTH | BA | 0 |  | No
26INR0173 | Lazy U ESS 1 | Planned | Lazy U ESS 1 | Tap EDITHCLA7B [60505] -- TESLA7A [60501] 345kV ckt2 | Hardeman | WEST | 2027-07-01 | OTH | BA | 251.5 |  | No
26INR0174 | Lazy U ESS 2 | Planned | Lazy U ESS 2 | Tap EDITHCLA7B [60505] -- TESLA7A [60501] ckt2 | Hardeman | WEST | 2027-07-01 | OTH | BA | 251.5 |  | No
26INR0171 | Lazy U Solar 1 | Planned | Lazy U Solar 1 | Tap 345kV 60505 EDITHCLA7B - 60501 TESLA7A ckt2 | Hardeman | WEST | 2027-07-01 | SOL | PV | 252 |  | No
26INR0172 | Lazy U Solar 2 | Planned | Lazy U Solar 2 | Tap 345kV 60505 EDITHCLA7B - 60501 TESLA7A CKT2 | Hardeman | WEST | 2027-07-01 | SOL | PV | 252 |  | No
24INR0426 | Leighton BESS SLF | Planned | Lavender Solar LLC | 99 BENHUR 69kV | Limestone | NORTH | 2026-10-17 | OTH | BA | 0 |  | No
24INR0298 | Leighton Solar SLF | Planned | Lavender Solar LLC | 99 BENHUR 69kV | Limestone | NORTH | 2026-10-17 | SOL | PV | 183 | 2024-05-28 | Yes
23INR0334 | Liberty Senate Energy Storage 1 | Planned | Senate Solar LLC | 1445 Burwick 345kV | Jack | NORTH | 2025-10-27 | OTH | BA | 207.4 |  | No
22INR0444 | Liberty Senate Solar 1 | Planned | Senate Solar LLC | 1445 Burwick 345kV | Jack | NORTH | 2025-10-27 | SOL | PV | 202 |  | No
23INR0249 | Limewood Solar | Planned | Limewood Bell Renewables LLC | 3420 Temple Pecan Creek 138kV | Bell | NORTH | 2025-12-31 | SOL | PV | 204.6 | 2023-02-22 | Yes
23INR0248 | Limewood Storage | Planned | Limewood Bell Renewables LLC | 3420 Temple Pecan Creek 138kV | Bell | NORTH | 2028-12-29 | OTH | BA | 50 | 2023-02-22 | Yes
27INR0021 | Live Oak Bayou Solar SLF | Planned | FRESH AIR ENERGY II, LLC | Tap 345kV 42530 Jones Creek – 42400 Refuge POI ckt 27 | Matagorda | COASTAL | 2027-12-01 | SOL | PV | 156.06 |  | No
27INR0039 | Live Oak Bayou Storage SLF | Planned | FRESH AIR ENERGY II, LLC | Tap 345kV 42530 Jones Creek – 42400 Refuge POI ckt 27 | Matagorda | COASTAL | 2027-12-01 | OTH | BA | 0 |  | No
19INR0042 | Long Point Solar | Planned | Long Point Solar, LLC | 138 KV (CEHE Sub) Tap Burke (42410) - Eagle Nest (42430) ckt 02 | Brazoria | COASTAL | 2025-12-31 | SOL | PV | 120 | 2019-10-24 | Yes
21INR0444 | Long Point Storage | Planned | Long Point Storage, LLC | 138 KV (CEHE Sub) Tap Burke (42410) - Eagle Nest (42430) ckt 02 | Brazoria | COASTAL | 2025-12-01 | OTH | BA | 100.62 | 2023-08-28 | No
25INR0328 | Longbow BESS | Planned | Longbow BESS, LLC | 42875 Danbury 138kV | Brazoria | COASTAL | 2024-08-27 | OTH | BA | 180.8 | 2023-07-18 | Yes
| Longbow Solar | Operational |  | 42110 Angelton - 42870 Liverpool 138kV | Brazoria | COASTAL |  | SOL | PV | 78.15
25INR0502 | Longday BESS SLF | Planned | Longday Solar | Tap 138 kV 8252 Brackettville - 8260 Escondido | Kinney | SOUTH | 2027-03-15 | OTH | BA | 0 |  | No
25INR0501 | Longday Solar SLF | Planned | Longday Solar | Tap138 kV 8252 Brackettville - 8260 Escondido | Kinney | SOUTH | 2027-03-15 | SOL | PV | 200.8 |  | No
24INR0453 | Longfellow BESS I | Planned | CENTURY GAS PROCESSING, LLC | 38431 TNCENTRY1_1 138 KV | Pecos | WEST | 2024-12-31 | OTH | BA | 54.99 |  | No
24INR0455 | Longfellow BESS II | Planned | CENTURY GAS PROCESSING, LLC | 38432 TNCENTRY2_1 138 KV | Pecos | WEST | 2024-12-31 | OTH | BA | 105.75 |  | No
24INR0452 | Longfellow Solar I | Planned | CENTURY GAS PROCESSING, LLC | 38431 TNCENTRY1_1 138 KV | Pecos | WEST | 2024-12-31 | SOL | PV | 178.2 |  | No
24INR0454 | Longfellow Solar II | Planned | CENTURY GAS PROCESSING, LLC | 38432 TNCENTRY2_1 138 KV | Pecos | WEST | 2024-12-31 | SOL | PV | 207.36 |  | No
21INR0344 | Lunis Creek Solar SLF | Planned | Lunis Creek Solar Project, LLC | tap 345 kV Static (#8676) - South Texas Project (#5915) | Jackson | SOUTH | 2026-12-31 | SOL | PV | 617.12 | 2021-10-29 | Yes
21INR0347 | Lunis Creek Storage SLF | Planned | Lunis Creek Solar Project, LLC | tap 345kV 8956 White Point - 5915 STP | Jackson | SOUTH | 2026-12-31 | OTH | BA | 0 |  | No
24INR0150 | Lupinus Solar 1 | Planned | Lupinus Solar, LLC | Tap 345 kV 11699 Woodard Switch - 1695 Monticello SES | Franklin | NORTH | 2026-09-21 | SOL | PV | 164.86 |  | No
24INR0154 | Lupinus Solar 2 | Planned | Lupinus Solar 2, LLC | 1794 Monticello Tap Substation 138 kV | Franklin | NORTH | 2026-09-21 | SOL | PV | 244.24 |  | No
24INR0484 | Lupinus Solar 3 | Planned | Lupinus Solar 2, LLC | 1794 Monticello Tap 138 kV | Franklin | NORTH | 2026-09-21 | SOL | PV | 100.8 |  | No
24INR0153 | Lupinus Storage 1 | Planned | Lupinus Solar, LLC | Tap 345 kV 11699 Woodard Switch - 1695 Monticello SES | Franklin | NORTH | 2026-09-21 | OTH | BA | 82.97 |  | No
24INR0155 | Lupinus Storage 2 | Planned | Lupinus Solar 2, LLC | 1794 Monticello Tap Substation 138 kV | Franklin | NORTH | 2026-09-21 | OTH | BA | 122.92 |  | No
24INR0490 | Lupinus Storage 3 | Planned | Lupinus Solar 2, LLC | 1794 Monticello Tap Substation 138 kV | Franklin | NORTH | 2026-09-21 | OTH | BA | 50.9 |  | No
27INR0112 | Malachite BESS | Planned | Malachite Storage LLC | Tap 345 kV 44200 Hillje – 9073 Homan | Wharton | SOUTH | 2028-07-31 | OTH | BA | 191.12 |  | No
27INR0111 | Malachite Solar | Planned | Malachite Solar LLC | The 345 kV Hillje (#44200) – Holman (#9073) Line; AEN. | Wharton | SOUTH | 2028-07-31 | SOL | PV | 184.55 |  | No
21INR0220 | Maleza Solar | Planned | Brush Solar LLC | tap Blue – Hillje 345 kv Ckt.#27 | Wharton | SOUTH | 2025-03-01 | SOL | PV | 254.94 | 2021-01-27 | Yes
23INR0227 | Maleza Solar II | Planned | Brush Solar, LLC | tap Blue – Hillje 345 kv Ckt.#27 | Wharton | SOUTH | 2025-03-01 | SOL | PV | 254.94 |  | No
21INR0456 | Maleza Storage | Planned | Brush Storage, LLC | tap Blue – Hillje 345 kv Ckt.#27 | Wharton | SOUTH | 2025-03-01 | OTH | BA | 150.83 |  | No
26INR0527 | Mandolin Solar | Planned | Mission Clean Energy Devco LLC | Del Sol (SERIES CAP LINE SIDE) BUS#80307 to Cenizo (CAP LINE SIDE) BUS#80225 Transmission Line | Starr | SOUTH | 2029-04-30 | SOL | PV | 301.15 |  | No
26INR0528 | Mandolin Storage | Planned | Mission Clean Energy Devco LLC | Del Sol (SERIES CAP LINE SIDE) BUS#80307 to Cenizo (CAP LINE SIDE) BUS#80225 Transmission Line | Starr | SOUTH | 2029-04-30 | OTH | BA | 301.15 |  | No
27INR0170 | Marcos BESS | Planned | GRS BESS Texas Eight LLC | To the 138 kV line from EDNA (#8118) to VICTORIA4A (#8172) | Victoria | SOUTH | 2027-08-15 | OTH | BA | 115.88 |  | No
27INR0169 | Marcos Solar | Planned | GRS BESS Texas Eight | To the 138 kV line from EDNA (#8118) to VICTORIA4A (#8172) | Victoria | SOUTH | 2027-08-15 | SOL | PV | 115.88 |  | No
25INR0353 | Marshall Spring Solar | Planned | Ampyr Energy USA, LLC | New POI station between 7132 L_GILLES8_1Y - 7126 L_FERGUS8_1Y 138kV line and 7132 L_GILLES8_1Y - 7128 L_HORSBA8_1Y 138kV line, then loop in both lines into the new POI station. | Gillespie | SOUTH | 2026-07-01 | SOL | PV | 150 |  | No
25INR0354 | Marshall Spring Storage | Planned | Ampyr Energy USA, LLC | New POI station between 7132 L_GILLES8_1Y - 7126 L_FERGUS8_1Y 138kV line and 7132 L_GILLES8_1Y - 7128 L_HORSBA8_1Y 138kV line, then loop in both lines into the new POI station. | Gillespie | SOUTH | 2026-07-01 | OTH | BA | 150 |  | No
23INR0153 | Mercury II Solar | Planned | Mercury II Solar, LLC | 68092 Liberty Station 345kV | Hill | NORTH | 2024-08-31 | SOL | PV | 206.11 | 2021-10-18 | Yes | 2023-10-19 | 2023-10-31
21INR0257 | Mercury Solar | Planned | Mercury Solar, LLC | 68092 Liberty Station 345kV | Hill | NORTH | 2024-08-31 | SOL | PV | 206.11 | 2021-10-18 | Yes | 2023-10-19 | 2023-10-31
24INR0407 | Mercury Solar III | Planned | Mercury Solar | 68092 Liberty Station 345kV | Hill | NORTH | 2025-12-31 | SOL | PV | 203.5 |  | No
21INR0258 | Mercury Storage | Planned | Mercury Storage, LLC | 68092 Liberty Station 345kV | Hill | NORTH | 2026-07-01 | OTH | BA | 0 |  | No
25INR0215 | Middlebrook BESS | Planned | Middlebrook Solar LLC | Tap Stryker [3109] - Lufkin [3117] 345 kV line | Nacogdoches | NORTH | 2027-04-01 | OTH | BA | 158.76 |  | No
24INR0418 | Middlebrook Solar | Planned | Middlebrook Solar LLC | Tap Stryker [3109] - Lufkin [3117] 345 kV line | Nacogdoches | NORTH | 2027-04-01 | SOL | PV | 316.51 |  | No
26INR0362 | Midfield BESS Project SLF | Planned | HQC Solar Holdings 1, LLC | Tap 138kV 8121 Blessing - 8125 Lolita | Matagorda | COASTAL | 2027-12-01 | OTH | BA | 0 |  | No
26INR0347 | Midfield PV Project SLF | Planned | HQC Solar Holdings 1, LLC | Tap 138kV 8121 Blessing - 8125 Lolita | Matagorda | COASTAL | 2027-12-01 | SOL | PV | 150 |  | No
24INR0139 | Midpoint Solar | Planned | Midpoint Solar, LLC | 138 KV Tap #3518 BLUM to #237 Blanton | Hill | NORTH | 2025-08-30 | SOL | PV | 99.8 | 2023-10-31 | Yes
24INR0138 | Midpoint Storage | Planned | Midpoint Solar, LLC | 138 KV Tap #3518 BLUM to #237 Blanton | Hill | NORTH | 2025-08-30 | OTH | BA | 51.26 | 2023-10-31 | Yes
24INR0177 | Mitchell Plant Road Solar | Planned | DHI Power, LLC | 138 kV 38430 White Baker TNP | Pecos | WEST | 2025-07-01 | SOL | PV | 201.5 |  | No
24INR0255 | Mitchell Plant Road Storage | Planned | DHI POWER, LLC | 138 kV 38430 White Baker TNP | Pecos | WEST | 2025-07-01 | OTH | BA | 201.6 |  | No
19INR0155 | Morrow Lake Solar | Planned | Morrow Lake Solar, LLC | 5895 Pearsall 138kV | Frio | SOUTH | 2024-09-16 | SOL | PV | 201.1 | 2019-08-29 | Yes | 2024-06-18 | 2024-07-16
21INR0483 | Morrow Lake Storage | Planned | Morrow Lake Storage, LLC | 5895 Pearsall 138kV | Frio | SOUTH | 2025-02-08 | OTH | BA | 201.13 |  | No
23INR0225 | MRG GOODY SOLAR | Planned | MRG GOODY SOLAR PROJECT, LLC | Tap 138 kV Toco Switch (#1700) – Paris Switch (#1693) | Lamar | NORTH | 2025-07-07 | SOL | PV | 171.72 | 2023-11-07 | No
24INR0305 | MRG Goody Storage | Planned | MRG Goody Solar Project LLC | Tap 138 kV Toco Switch (#1700) – Paris Switch (#1693) | Lamar | NORTH | 2025-07-07 | OTH | BA | 50.4 | 2023-11-07 | No
25INR0505 | Mud Cat Solar SLF | Planned | Mud Cat Solar, LLC | Tap 138KV 11768 Hawk Hollow – 1768 Deport | Lamar | NORTH | 2027-01-31 | SOL | PV | 100 |  | No
25INR0507 | Mud Cat Storage SLF | Planned | Mud Cat Solar, LLC | 11768 Hawk Hollow – 1768 Deport 138kV | Lamar | NORTH | 2027-01-31 | OTH | BA | 0 |  | No
26INR0134 | Myers Solar | Planned | BT Myers Solar, LLC | 8629 Baez 69 kV | Bee | SOUTH | 2026-09-01 | SOL | PV | 100.94 |  | No
26INR0135 | Myers Storage | Planned | BT Myers Solar, LLC | 8629 Baez 69 kV | Bee | SOUTH | 2026-09-01 | OTH | BA | 75.7 |  | No
24INR0339 | Mystic Springs Renewable Energy Solar SLF | Planned | Tawakoni Park Solar LLC | Tap 345kV Royse Switch (2470) – Shamburger (3223) | Kaufman | NORTH | 2026-09-14 | SOL | PV | 258.83 |  | No
24INR0340 | Mystic Springs Renewable Energy Storage SLF | Planned | Tawakoni Park Storage LLC | Tap 345kV Royse Switch (2470) – Shamburger (3223) | Kaufman | NORTH | 2026-09-14 | OTH | BA | 0 |  | No
26INR0168 | Nightfall BESS SLF | Planned | BDPU Solar Nightfall, LLC | Tap 138KV 8707 Dryfrio - 8234 Uvalde | Uvalde | SOUTH | 2026-06-30 | OTH | BA | 11 |  | No
21INR0334 | Nightfall Solar SLF | Planned | BDPU SOLAR NIGHTFALL, LLC | Tap 138kV 8241 Razorback - 8234 Uvalde | Uvalde | SOUTH | 2026-06-30 | SOL | PV | 181.16 | 2023-10-26 | Yes
23INR0061 | Noria Solar DCC | Planned | Noria Hondo Solar, LLC | 85000 Nelson Sharpe 345kV | Nueces | COASTAL | 2025-09-01 | SOL | PV | 145 | 2022-10-12 | Yes
23INR0062 | Noria Storage | Planned | Noria Hondo Solar, LLC | 85000 Nelson Sharpe 345kV | Nueces | COASTAL | 2025-09-01 | OTH | BA | 75 | 2022-10-12 | Yes
25INR0154 | Nymphaea Solar | Planned | Nymphaea Solar, LLC | Tap 345kV 1730 Krum West Swtich - 6111 Riley7B | Wichita | WEST | 2025-12-21 | SOL | PV | 120.9 |  | No
25INR0155 | Nymphaea Storage | Planned | Nymphaea Solar, LLC | Tap 345kV 1730 Krum West Swtich - 6111 Riley7B | Wichita | WEST | 2025-12-21 | OTH | BA | 61 |  | No
25INR0233 | OCI Cobb Creek ESS | Planned | OCI Hillsboro Solar LLC | tap 345kV 1907 Venus - 68090 Sam Sw | Hill | NORTH | 2026-09-02 | OTH | BA | 201.6 | 2024-07-24 | No
25INR0229 | OCI Cobb Creek Solar | Planned | OCI Hillsboro Solar LLC | tap 345kV 1907 Venus - 68090 Sam Sw | Hill | NORTH | 2026-09-01 | SOL | PV | 203.1 | 2024-07-24 | No
22INR0330 | Old Aqueduct Batt | Planned | Old Aqueduct LLC | 23920 Blackwater 345kV | Hale | PANHANDLE | 2024-09-01 | OTH | BA | 302.94 |  | No
22INR0462 | Old Aqueduct Solar | Planned | Old Aqueduct Solar | 23920 Blackwater 345kV | Hale | PANHANDLE | 2024-09-01 | SOL | PV | 511.63 |  | No
26INR0255 | Operation Sunshine | Planned | Duck Creek Solar, LLC | 7077 Amos Creek 345kV | Concho | WEST | 2026-07-01 | SOL | PV | 602.1 |  | No
26INR0357 | Operation Sunshine Storage | Planned | Duck Creek Storage, LLC | 7077 Amos Creek 345kV | Concho | WEST | 2026-07-01 | OTH | BA | 409.5 |  | No
24INR0103 | Opuntia Solar SLF | Planned | Opuntia Solar, LLC | tap 138kV 5607 Warburton - 8912 Medio Creek | Refugio | COASTAL | 2026-09-08 | SOL | PV | 102.04 |  | No
24INR0197 | Opuntia Storage SLF | Planned | Opuntia Solar, LLC | tap 138 kV 5607 Warburton - 8912 Medio Creek | Refugio | COASTAL | 2026-09-08 | OTH | BA | 0 |  | No
23INR0331 | Orange Grove BESS | Planned | Talitha Energy Project, LLC | 5660 Orange Grove Switching Station 138 kV | Jim Wells | SOUTH | 2027-04-30 | OTH | BA | 61.39 | 2022-11-30 | Yes
21INR0393 | Orange Grove Solar | Planned | Enbridge Solar (Orange Grove), LLC | 5660 Orange Grove 138kV | Jim Wells | SOUTH | 2025-04-30 | SOL | PV | 130.6 | 2022-06-08 | Yes
24INR0109 | Oriana BESS | Planned | Oriana Solar LLC | Tap 138kV 5502 Rayburn - 5584 Vanderbilt | Victoria | SOUTH | 2026-06-15 | OTH | BA | 60.3 | 2023-02-27 | Yes
24INR0093 | Oriana Solar | Planned | Oriana Solar LLC | Tap 138kV 5502 Rayburn - 5584 Vanderbilt | Victoria | SOUTH | 2025-04-06 | SOL | PV | 181 | 2023-02-27 | Yes
28INR0009 | Oriole BES | Planned | Rolling Plains Solar | Tap 345kV 6076 Foxtail - 60791 Perigee | Knox | WEST | 2028-12-29 | OTH | BA | 150.39 |  | No
28INR0008 | Oriole Solar | Planned | Rolling Plain Solar | Tap 345kV 6076 Foxtail - 60791 Perigee | Knox | WEST | 2028-12-29 | SOL | PV | 503.91 |  | No
23INR0007 | Outpost Solar | Planned | Hecate Energy Outpost Solar LLC | Tap 345kV 80219 Lobo - 5709 Fowlerton | Webb | SOUTH | 2025-01-07 | SOL | PV | 517.3 | 2022-01-11 | Yes
23INR0209 | Outpost Storage | Planned | Hecate Energy Outpost Storage LLC | Tap 345kV 80219 Lobo - 5709 Fowlerton | Webb | SOUTH | 2025-12-13 | OTH | BA | 508.1 |  | No
26INR0117 | Oyster Creek Solar I SLF | Planned | Oyster Creek Solar 1, LLC | Tap 138kV 42110 Angleton - 42050 Clute | Brazoria | COASTAL | 2026-06-23 | SOL | PV | 0 |  | No
26INR0118 | Oyster Creek Storage I SLF | Planned | Oyster Creek Solar 1, LLC | Tap 138kV 42110 Angleton - 42050 Clute | Brazoria | COASTAL | 2026-06-23 | OTH | BA | 0 |  | No
27INR0256 | Paddlewheel BESS SLF | Planned | Paddlewheel Solar, LLC | 138 kV Pavlov Station (#8608); AEP | Matagorda | COASTAL | 2027-09-30 | OTH | BA | 31.21 |  | No
27INR0122 | Paddlewheel Solar SLF | Planned | Paddlewheel Solar, LLC | 138 kV Pavlov Station (#8608); AEP | Matagorda | COASTAL | 2027-09-30 | SOL | PV | 151.13 |  | No
25INR0167 | Padrino BESS | Planned | Hill Solar II, LLC | Tap 345kV 68090 Sam Switch – 3389 Fort Smith | Hill | NORTH | 2026-03-23 | OTH | BA | 100.77 |  | No
25INR0166 | Padrino Solar | Planned | Hill Solar II, LLC | Tap 345kV 68090 Sam Switch – 3389 Fort Smith | Hill | NORTH | 2026-03-23 | SOL | PV | 201.11 |  | No
22INR0243 | Painted Horse Solar | Planned | RWE Solar Development, LLC | tap 345kV 5915 STP - 5133 Elm Creek ckt 1 | Wilson | SOUTH | 2025-12-15 | SOL | PV | 200.58 |  | No
22INR0364 | Painted Horse Storage | Planned | RWE Solar Development, LLC | tap 345kV 5915 STP - 5133 Elm Creek ckt 1 | Wilson | SOUTH | 2025-12-15 | OTH | BA | 53.22 |  | No
27INR0147 | Paloma Energy Center | Planned | Harrison Street Development, LLC | Tap138 kV 57640 Rock Island - 57639 Sheridan | Colorado | SOUTH | 2027-06-01 | SOL | PV | 194.3 |  | No
27INR0148 | Paloma Energy Center BESS | Planned | Harrison Street Development, LLC | 138 kV Tap 57640 Rock Island and 57639 Sheridan | Colorado | SOUTH | 2027-06-01 | OTH | BA | 53.6 |  | No
26INR0046 | Paluxy Solar | Planned | S&S Renewables LLC | Double tapping: 345kV 5915 STP - 5133 Elm Creek ckt#1 and 345kV 5068 Cachena – 5323 Old Hickory ckt#2 | Victoria | SOUTH | 2027-06-30 | SOL | PV | 1029.06 |  | No
26INR0047 | Paluxy Storage | Planned | S&S Renewables LLC | Double tapping: 345kV 5915 STP - 5133 Elm Creek ckt#1 and 345kV 5068 Cachena – 5323 Old Hickory ckt#2 | Victoria | SOUTH | 2027-06-30 | OTH | BA | 511.68 |  | No
27INR0022 | Panhandle Flagship Solar 1 | Planned | Panhandle Solar Group Operating Company LLC | 345 kV Railhead Substation (RAILHEAD #79005) | Carson | PANHANDLE | 2027-12-01 | SOL | PV | 439.4 |  | No
27INR0025 | Panhandle Flagship Storage | Planned | Panhandle Solar Group Operating Company LLC | 345 kV Railhead Substation (RAILHEAD #79005) | Carson | PANHANDLE | 2027-12-01 | OTH | BA | 371.7 |  | No
21INR0349 | Pearl Crescent Solar | Planned | RWE Solar Development, LLC | Rock Island (57640) 138kV | Colorado | SOUTH | 2026-12-08 | SOL | PV | 208.35 |  | No
21INR0470 | Pearl Crescent Storage | Planned | RWE Solar Development, LLC | Rock Island (57640) 138kV | Colorado | SOUTH | 2026-12-15 | OTH | BA | 50.26 |  | No
23INR0206 | PEREGRINE BESS | Planned | CED Development Inc. | tap 345kV 8624 Grissom - 8164 Coleto Creek | Goliad | SOUTH | 2027-07-01 | OTH | BA | 150 |  | No
22INR0283 | Peregrine Solar | Planned | SP-Peregrine Solar LLC | tap 345kV 8624 Grissom – 8164 Coleto Creek | Goliad | SOUTH | 2024-12-30 | SOL | PV | 301.3 | 2021-06-19 | Yes
26INR0030 | Perry Creek Solar SLF | Planned | Perry Creek Solar, LLC | 345kV Navarro (#68091) to Limestone (# 46020) | Freestone | NORTH | 2027-03-24 | SOL | PV | 102.04 |  | No
26INR0031 | Perry Creek Storage SLF | Planned | Perry Creek Solar, LLC | 345kV Navarro (#68091) to Limestone (# 46020) | Freestone | NORTH | 2027-03-24 | OTH | BA | 0 |  | No
24INR0121 | PHOTO BESS 1 | Planned | CED Development Inc. | 5885 Downie 138kV | Uvalde | SOUTH | 2026-09-01 | OTH | BA | 75 |  | No
24INR0122 | PHOTO BESS 2 | Planned | CED Development Inc. | 5885 Downie 138kV | Uvalde | SOUTH | 2026-09-01 | OTH | BA | 150 |  | No
24INR0380 | Photo BESS 3 | Planned | CED Development Inc. | 5885 Downie Substation 138kV | Uvalde | SOUTH | 2026-09-01 | OTH | BA | 100 |  | No
25INR0194 | Photo Solar 1 | Planned | CED Development Inc. | 5885 Downie 138kV | Uvalde | SOUTH | 2026-05-31 | SOL | PV | 150 |  | No
25INR0195 | Photo Solar 2 | Planned | CED Development Inc. | 5885 Downie 138kV | Uvalde | SOUTH | 2027-05-31 | SOL | PV | 300 |  | No
23INR0111 | PHOTON SOLAR | Planned | GulfStar Power, LLC | 44880 Waterh_POI_5 345kV | Wharton | SOUTH | 2024-08-13 | SOL | PV | 451.63 | 2021-10-01 | Yes | 2024-05-17
23INR0460 | PHOTON STORAGE | Planned | GulfStar Power, LLC | 44880 Waterh_POI_5 345kV | Wharton | SOUTH | 2024-08-13 | OTH | BA | 305.48 | 2023-03-23 | Yes | 2024-05-17
25INR0169 | Piedra BESS | Planned | Piedra Solar, LLC | Tap 345-kV line Navarro (68091) – Limestone (46020) | Freestone | NORTH | 2026-04-20 | OTH | BA | 100.4 | 2024-07-02 | No
25INR0168 | Piedra Solar | Planned | Piedra Solar, LLC | Tap 345-kV line Navarro (68091) – Limestone (46020)) | Freestone | NORTH | 2026-04-20 | SOL | PV | 300.93 | 2024-07-02 | No
22INR0526 | Pine Forest BESS | Planned | Pine Forest Hybrid I, LLC | tap 345kV 1696 Monticello SES - 2514 Allen Switch | Hopkins | NORTH | 2025-10-29 | OTH | BA | 210.05 | 2024-04-10 | Yes
20INR0203 | Pine Forest Solar | Planned | Pine Forest Solar I, LLC | Monticello Switch – Allen Switch 345 kV Line | Hopkins | NORTH | 2025-12-01 | SOL | PV | 301.51 | 2020-07-29 | Yes
25INR0171 | Pinewood BESS | Planned | Brazoria Solar II, LLC | 43020 Seabreeze 345kV | Brazoria | COASTAL | 2025-06-01 | OTH | BA | 100.9 |  | No
25INR0170 | Pinewood Solar | Planned | Brazoria Solar II, LLC | 43020 Seabreeze 345kV | Brazoria | COASTAL | 2025-06-01 | SOL | PV | 150.68 |  | No
24INR0010 | Pinnington Solar | Planned | Hecate Energy Longhorn Solar LLC | tap both 345kV 1430 Graham - 1436 Parker 345kV lines | Jack | NORTH | 2025-10-15 | SOL | PV | 666.1 | 2023-11-02 | Yes
24INR0011 | Pinnington Storage | Planned | Hecate Energy Longhorn Storage LLC | tap both 345kV 1430 Graham - 1436 Parker 345kV lines | Jack | NORTH | 2025-10-15 | OTH | BA | 508.7 |  | No
24INR0086 | Pisgah Ridge Solar 2 | Planned | Pisgah Ridge Solar 2, LLC | Tap 345kV 68091 Navarro - 46020 Limestone | Navarro | NORTH | 2026-12-31 | SOL | PV | 101.89 |  | No
24INR0087 | Pisgah Ridge Storage 3 | Planned | Pisgah Ridge 3, LLC | Tap 345kV 68091 Navarro - 46020 Limestone | Navarro | NORTH | 2026-12-31 | OTH | BA | 101.36 |  | No
24INR0403 | Portside Energy Center (BESS) SLF | Planned | Portside Energy Center, LLC | 80064 Chocolate Bayou 138kV | Victoria | SOUTH | 2026-12-31 | OTH | BA | 41.42 | 2024-04-05 | No
24INR0401 | Portside Energy Center (Solar) SLF | Planned | Portside Energy Center, LLC | 80064 Chocolate Bayou 138kV | Victoria | SOUTH | 2026-12-31 | SOL | PV | 41.44 | 2024-04-05 | No
24INR0375 | Possum Kingdom BESS | Planned | PK Solar, LLC | Tap 345kV 1421 Willow Creek – 11523 Thomas Price | Jack | NORTH | 2027-10-29 | OTH | BA | 200.86 |  | No
24INR0118 | Possum Kingdom Solar | Planned | PK Solar, LLC | Tap 345kV 1421 Willow Creek Switch – 11523 Thomas Price | Jack | NORTH | 2027-10-29 | SOL | PV | 262.22 |  | No
24INR0056 | Pradera Solar | Planned | Pradera Solar, LLC | tap 345 kV Lobo (80219) - Fowlerton (5709) | Webb | SOUTH | 2024-10-31 | SOL | PV | 118 |  | No
23INR0183 | Pradera Storage | Planned | Pradera Storage, LLC | tap 345 kV Lobo 80219 - Fowlerton 5709 ckt #2 | Webb | SOUTH | 2024-10-31 | OTH | BA | 153.11 |  | No
25INR0608 | Proteus London-Leigh Solar SLF | Planned | London Leigh Solar, LLC | 345kV Bernoulli (bus # 59907) | Glasscock | WEST | 2027-12-31 | SOL | PV | 600 |  | No
25INR0609 | Proteus London-Leigh Storage SLF | Planned | London Leigh Solar, LLC | Bernoulli (bus # 59907) | Glasscock | WEST | 2027-12-31 | OTH | BA | 0 |  | No
25INR0606 | Proteus Thornton Ranch Solar SLF | Planned | Thornton Ranch Solar, LLC | 37990 TNSTAGHORN1 138kV | Ward | WEST | 2026-09-30 | SOL | PV | 180 |  | No
25INR0607 | Proteus Thornton Ranch Storage SLF | Planned | Thornton Ranch Solar, LLC | 37990 TNSTAGHORN1 138kV | Ward | WEST | 2026-09-30 | OTH | BA | 0 |  | No
25INR0377 | Proteus Vernon Solar SLF | Planned | Vernon Solar and Storage LLC (a Delaware LLC) | 6060 Vernon 138kV | Wilbarger | WEST | 2026-12-31 | SOL | PV | 75 |  | No
25INR0416 | Proteus Vernon Storage SLF | Planned | Vernon Solar and Storage LLC (a Delaware LLC) | 6060 Vernon 138kV | Wilbarger | WEST | 2026-12-31 | OTH | BA | 0 |  | No
26INR0159 | Proving Ground BESS | Planned | Lantana Solar LLC | Tap 138kV 6500 Live Oak - 6490 Santiago | Schleicher | WEST | 2026-03-01 | OTH | BA | 42.9 |  | No
26INR0150 | Proving Ground Solar | Planned | Lantana Solar LLC | Tap 138 kV Live Oak (6500) - Santiago (6490) | Schleicher | WEST | 2026-03-01 | SOL | PV | 82.1 |  | No
24INR0257 | Pruett Solar | Planned | Crandall Solar LLC | Tap 138kV 587 Greenwood - 685 Leo | Wise | NORTH | 2027-05-25 | SOL | PV | 150.54 |  | No
24INR0408 | Pruett Storage | Planned | Crandall Solar LLC | Tap 138kV 587 Greenwood - 685 Leo | Wise | NORTH | 2027-05-25 | OTH | BA | 50.48 |  | No
21INR0207 | Quantum Solar | Planned | IP QUANTUM II, LLC | tap 345kV 60514 Clear Crossing - 60507 Pendulo | Haskell | WEST | 2026-03-31 | SOL | PV | 374.4 | 2023-10-26 | Yes
26INR0310 | Quantum Storage | Planned | IP Quantum II, LLC | tap 345kV 60514 Clear Crossing - 60507 Pendulo | Haskell | WEST | 2026-03-31 | OTH | BA | 321.06 |  | No
| Radian Solar | Operational |  | 345 kV Brown Switch (Bus# 1444) | Brown | NORTH |  | SOL | PV | 327.42
24INR0631 | Radian Storage SLF | Planned | IP Radian BESS, LLC | 345 kV Brown Switch (Bus# 1444) | Brown | NORTH | 2024-12-31 | OTH | BA | 0 | 2024-06-20 | Yes
27INR0249 | Raghorn Solar | Planned | Raghorn Solar LLC | Tap 69kV #5654 San Diego - #5658 Orange Grove | Jim Wells | SOUTH | 2027-05-31 | SOL | PV | 91.9 |  | No
27INR0259 | Raghorn Storage | Planned | Raghorn Storage LLC | Tap 69kV #5654 San Diego - #5658 Orange Grove | Jim Wells | SOUTH | 2027-05-31 | OTH | BA | 91.7 |  | No
22INR0244 | Razorbill Solar | Planned | RWE Solar Development, LLC | tap 345kV 5915 STP to 44200 Hillje 345kV Ckt 64 | Matagorda | COASTAL | 2025-12-15 | SOL | PV | 240 |  | No
22INR0382 | Razorbill Storage | Planned | RWE Solar Development, LLC | tap 345kV 5915 STP to 44200 Hillje 345kV Ckt 64 | Matagorda | COASTAL | 2025-12-15 | OTH | BA | 120 |  | No
26INR0196 | Realitos Solar SLF | Planned | Mesquite Creek LLC | Bruni (#8297) – Crestonio (#8695) 138 kV line; AEP | Duval | SOUTH | 2026-12-31 | SOL | PV | 150.49 |  | No
26INR0195 | Realitos Storage SLF | Planned | Mesquite Creek LLC | Bruni (#8297) – Crestonio (#8695) 138 kV line; AEP | Duval | SOUTH | 2026-12-31 | OTH | BA | 0 |  | No
27INR0279 | Red Hollow Renewable Energy BESS SLF | Planned | Red Hollow Renewable Energy LLC | Tap 345kV 1422 Bowman - 17002 Garvey Road | Archer | WEST | 2027-10-11 | OTH | BA | 0 |  | No
28INR0088 | Red Hollow Renewable Energy Solar SLF | Planned | Red Hollow Renewable Energy LLC | Tap 345kV (Bus# 1422) Bowman - (Bus# 17002) Garvey Road | Archer | WEST | 2027-10-11 | SOL | PV | 300.88 |  | No
21INR0022 | Red Holly Solar | Planned | GreenGo Energy | tap 345kV 59900 Longdraw - 79641 Farmland | Dawson | WEST | 2026-05-30 | SOL | PV | 260 | 2020-10-19 | No
21INR0033 | Red Holly Storage | Planned | GreenGo Energy | tap 345kV 59900 Longdraw - 79641 Farmland | Dawson | WEST | 2026-05-30 | OTH | BA | 50 | 2020-10-19 | No
27INR0125 | RedSun BESS | Planned | Gransolar Texas Twenty Two | Existing Line from Substation Name: Burnet (PSSE#7100) to Substation Name: Bertram (PSSE#7520) | Burnet | SOUTH | 2027-06-15 | OTH | BA | 84.04 |  | No
27INR0124 | RedSun Solar | Planned | Gransolar Texas Twenty Two | Tap 138kV 7100 Burnet - 7529 Bertram | Burnet | SOUTH | 2027-06-15 | SOL | PV | 82.55 |  | No
26INR0377 | Ridley Solar | Planned | Ridley Solar Project, LLC | Tap 138kV 8912 Medio Creek - 8920 HAISLEY | Refugio | COASTAL | 2029-03-23 | SOL | PV | 200.81 |  | No
26INR0456 | Ridley Storage | Planned | Ridley Solar Project, LLC | Medio Creek (Bus# 8912) to HAISLEY (Bus# 8920) | Refugio | COASTAL | 2029-03-23 | OTH | BA | 200.76 |  | No
25INR0297 | RIVERBEND SOLAR SLF | Planned | Riverbend Renewables, LLC | TAP 345 KV LINE FROM TRADINGHOUSE (#3405) TO TEMPLE PECAN CREEK (#3412) SUBSTATIONS | Falls | NORTH | 2026-09-28 | SOL | PV | 301 |  | No
25INR0311 | RIVERBEND STORAGE SLF | Planned | Riverbend Renewables, LLC | TAP 345 KV LINE FROM TRADINGHOUSE (#3405) TO TEMPLE PECAN CREEK (#3412) SUBSTATIONS | Falls | NORTH | 2026-09-28 | OTH | BA | 0 |  | No
23INR0232 | Rocinante BESS | Planned | Brush Country Solar Project, LLC | tap 138kV 7595 Deer Creek - 7621 Nixon | Gonzales | SOUTH | 2026-05-18 | OTH | BA | 33 | 2022-04-25 | Yes
23INR0231 | Rocinante Solar | Planned | Brush Country Solar Project, LLC | tap 138kV 7595 Deer Creek - 7621 Nixon | Gonzales | SOUTH | 2026-05-18 | SOL | PV | 95 | 2022-04-25 | Yes
24INR0041 | Rock N' Roll Solar SLF | Planned | Rock N Roll Solar | tap 138kV 44600 Rosharon - 44531 Winmil | Brazoria | COASTAL | 2026-07-31 | SOL | PV | 151.97 |  | No
24INR0234 | Rock N' Roll Storage SLF | Planned | Rock N' Roll Solar, LLC | tap 138kV 44600 Rosharon - 44531 Winmil | Brazoria | COASTAL | 2026-07-31 | OTH | BA | 0 |  | No
24INR0235 | Rock N' Roll Storage Two | Planned | Rock N' Roll Solar, LLC | tap 138kV 44600 Rosharon - 44531 Winmil | Brazoria | COASTAL | 2026-07-31 | OTH | BA | 206 |  | No
22INR0238 | Rockefeller Solar SLF | Planned | Mittel Rockefeller Solar LLC | 76003 Big Hill 345kV | Schleicher | WEST | 2027-06-01 | SOL | PV | 207.48 |  | No
22INR0239 | Rockefeller Storage SLF | Planned | Mittel Rockefeller Solar LLC | 76003 Big Hill 345kV | Schleicher | WEST | 2027-06-01 | OTH | BA | 0 |  | No
24INR0040 | Rosebud Solar | Planned | Rosebud Solar, LLC | Tap 69kV 67 BAGGINS - 69 BARCLAY | Falls | NORTH | 2028-01-15 | SOL | PV | 133.76 |  | No
25INR0341 | Rosebud Storage | Planned | Rosebud Storage, LLC | Tap 69 kV 67 BAGGINS - 69 BARCLAY | Falls | NORTH | 2028-01-15 | OTH | BA | 89.1 |  | No
26INR0155 | Ross Solar | Planned | S&S Renewables, LLC | tap 345kV 8249 Angstrom – 8676 Static | Refugio | COASTAL | 2027-07-31 | SOL | PV | 1025.57 | 2024-06-27 | No
26INR0156 | Ross Storage | Planned | S&S Renewables, LLC | tap the 345 kV Angstrom (#8249) – Static (#8676) line; AEP | Refugio | COASTAL | 2027-07-31 | OTH | BA | 510.99 | 2024-06-27 | No
24INR0187 | Rowdy Creek BESS | Planned | Rowdy Creek Solar LLC | Tap 345kV 1692 Paris Switch – 1690 Valley SES | Lamar | NORTH | 2027-04-01 | OTH | BA | 175.89 |  | No
24INR0186 | Rowdy Creek Solar | Planned | Rowdy Creek Solar LLC | Tap 345kV 1692 Paris Switch – 1690 Valley SES | Lamar | NORTH | 2027-04-01 | SOL | PV | 351.78 |  | No
26INR0318 | Sandford Solar | Planned | BT Sandford Solar, LLC | Tap 345kV Bird Dog (Bus #11736) - Jacksboro (Bus #1429) | Wise | NORTH | 2027-03-31 | SOL | PV | 126.18 |  | No
26INR0319 | Sandford Storage | Planned | BT Sandford Solar, LLC | Tap 345kV Bird Dog (Bus #11736) - Jacksboro (Bus #1429) | Wise | NORTH | 2027-03-31 | OTH | BA | 100.93 |  | No
27INR0251 | Sayle Solar | Planned | Edna Solar LLC | Tap 69kV #5522 Edna - #5518 El Toro SW | Jackson | SOUTH | 2027-05-31 | SOL | PV | 122.4 |  | No
27INR0260 | Sayle Storage | Planned | Edna Storage | Tap 69kV #5522 Edna - #5518 El Toro SW | Jackson | SOUTH | 2027-05-31 | OTH | BA | 122.3 |  | No
24INR0345 | Schoolhouse BESS | Planned | Schoolhouse Storage, LLC | tap 345kV 7040 Austrop - 13429 Sandow | Lee | SOUTH | 2025-09-22 | OTH | BA | 150.68 |  | No
22INR0211 | Schoolhouse Solar | Planned | Schoolhouse Solar, LLC | tap 345kV 7040 Austrop - 13429 Sandow | Lee | SOUTH | 2025-09-22 | SOL | PV | 150.84 | 2021-07-11 | No
27INR0020 | SCOTT CROSSING PV1 | Planned | FRESH AIR ENERGY II, LLC | Tap 345kV 60514 Clear Crossing - 60507 | Haskell | WEST | 2027-09-01 | SOL | PV | 364.14 |  | No
27INR0038 | SCOTT CROSSING STORAGE SLF | Planned | FRESH AIR ENERGY II, LLC | Tap 345kV 60514 Clear Crossing - 60507 Pendulo | Haskell | WEST | 2027-09-01 | OTH | BA | 0 |  | No
26INR0311 | Senator Aggreko Solar | Planned | Senator Aggreko Solar LLC | 138 kV Rosita Creek Substation (#78015) | Maverick | SOUTH | 2026-10-31 | SOL | PV | 251 |  | No
26INR0312 | Senator Aggreko Storage | Planned | Senator Aggreko Storage LLC | 138 kV Rosita Creek Substation (#78015) | Maverick | SOUTH | 2026-10-31 | OTH | BA | 153.1 |  | No
26INR0147 | Seven Springs Solar | Planned | Hancock Springs, LLC | 7061 COPPERAS COVE 138kV | Coryell | NORTH | 2026-05-15 | SOL | PV | 145.57 |  | No
26INR0489 | Seven Springs Storage | Planned | Hancock Reservoir, LLC | #7061 COPPERAS COVE SUBSTATION 138kV | Lampasas | NORTH | 2028-04-15 | OTH | BA | 170.51 |  | No
24INR0555 | Shaula I BESS | Planned | Shaula Energy Project LLC | 5380 Shaula 345kV | DeWitt | SOUTH | 2025-12-31 | OTH | BA | 86.88 |  | No
22INR0251 | Shaula I Solar | Planned | Shaula Energy Project, LLC | tap 345kV 5133 Elm Creek - 5915 SO TEX ckt 1 | DeWitt | SOUTH | 2025-10-30 | SOL | PV | 205.2 | 2022-02-16 | Yes
22INR0267 | Shaula II Solar | Planned | Shaula Energy Project II, LLC | tap 345kV 5133 Elm Creek - 5915 SO TEX ckt 1 | DeWitt | SOUTH | 2026-05-30 | SOL | PV | 205.2 | 2022-04-27 | Yes
23INR0009 | Shaula III Solar | Planned | Shaula Energy Project III, LLC | tap 345kV 5133 Elm Creek - 5915 SO TEX ckt 1 | DeWitt | SOUTH | 2025-12-24 | SOL | PV | 205.2 |  | No
27INR0029 | Short Creek BESS | Planned | Wichita Solar I, LLC | Tap 345kV 6101 Riley - 1425 Fisher Road Switch | Wichita | WEST | 2027-12-01 | OTH | BA | 150.51 |  | No
24INR0201 | Short Creek Solar | Planned | Wichita Solar I, LLC | Tap 345kV 6101 Riley - 1425 Fisher Road Switch | Wichita | WEST | 2027-12-01 | SOL | PV | 625 |  | No
27INR0186 | Silver Dollar Solar | Planned | Silver Dollar Solar Project, LLC | To Tap 345 kV Big Brown (Bus # 3380) to Navarro (Bus # 68091) Transmission Line (ckt#1) | Freestone | NORTH | 2028-04-28 | SOL | PV | 301.9 |  | No
27INR0187 | Silver Dollar Storage | Planned | Silver Dollar Solar Project, LLC | To Tap 345 kV Big Brown (Bus # 3380) to Navarro (Bus # 68091) Transmission Line (ckt#1) | Freestone | NORTH | 2028-04-28 | OTH | BA | 153.1 |  | No
21INR0265 | Sisters Solar | Planned | Oberon Solar LLC | tapping the 345 kV line connecting Moss Switch (Bus# 1018) to Wolf Switching Station (Bus# 11010) | Ector | WEST | 2027-05-31 | SOL | PV | 301.6 |  | No
21INR0482 | Sisters Storage | Planned | 174 Power Global Properties | tapping the 345 kV line connecting Moss Switch (Bus# 1018) to Wolf Switching Station (Bus# 11010) | Ector | WEST | 2027-05-31 | OTH | BA | 208.89 |  | No
24INR0172 | Smith Lake Solar DC | Planned | Smith Lake Solar | TAP 345 KV 44645 SINGLETON - 44900 ZENITH Ckt #99 | Grimes | NORTH | 2026-11-30 | SOL | PV | 402 |  | No
25INR0045 | Smith Lake Storage DC | Planned | Smith Lake Solar | Tap 345kV 44645 Singleton - 44900 Zenith Ckt #99 | Grimes | NORTH | 2026-11-30 | OTH | BA | 65 |  | No
24INR0450 | Smokey Willie BESS SLF | Planned | Neches Solar, LLC | Tap 138kV 3325 Blackburn Switch – 3272 Palestine | Anderson | NORTH | 2026-03-13 | OTH | BA | 0 |  | No
23INR0439 | Smokey Willie Solar SLF | Planned | Neches Solar, LLC | Tap 138kV 3325 Blackburn Switch – 3272 Palestine | Anderson | NORTH | 2026-03-13 | SOL | PV | 200.92 |  | No
26INR0253 | Sodalite Solar | Planned | BT DJ4M Solar, LLC | Tap Connection Bus 2485 Poetry Switch – 3223 Shamburger Switch | Van Zandt | NORTH | 2027-04-02 | SOL | PV | 150.54 |  | No
26INR0254 | Sodalite Storage | Planned | BT DJ4M Solar, LLC | Tap Connection Bus 2485 Poetry Switch – 3223 Shamburger Switch | Van Zandt | NORTH | 2027-04-02 | OTH | BA | 100.44 |  | No
26INR0241 | Sol Marina Energy Center | Planned | Adapture Solar Development, LLC | Tap 345kV 2427 Watermill - 2466 Big Onion | Ellis | NORTH | 2027-04-17 | SOL | PV | 175.3 |  | No
26INR0242 | Sol Marina Energy Center BESS | Planned | Adapture Solar Development, LLC | Tap 345kV 2427 Watermill - 2466 Big Onion | Ellis | NORTH | 2027-04-17 | OTH | BA | 57.15 |  | No
23INR0031 | Solace Solar | Planned | IP QUANTUM, LLC. | tap 345kV 1430 Graham - 1048 Tonkawas | Haskell | WEST | 2026-03-31 | SOL | PV | 374.4 | 2024-01-30 | Yes
26INR0309 | Solace Storage | Planned | IP Quantum BESS, LLC | tap 345kV 1430 Graham - 1048 Tonkawas | Haskell | WEST | 2026-07-23 | OTH | BA | 321.02 |  | No
25INR0097 | Soleil Solar | Planned | Soleil Solar, LLC | Tap 345 kV 1730 Krum West Switch - 6111 Riley ckt 2 | Clay | WEST | 2026-09-17 | SOL | PV | 728.72 |  | No
25INR0098 | Soleil Storage | Planned | Soleil Solar, LLC | Tap 345 kV 1730 Krum West Switch - 6111 Riley ckt 2 | Clay | WEST | 2026-09-17 | OTH | BA | 301.64 |  | No
24INR0039 | SP Jaguar BESS | Planned | SP-Jaguar Solar LLC | Tap 345kV 13405 Tradinghouse SES - 68090 Sam Switch | McLennan | NORTH | 2025-06-30 | OTH | BA | 314.25 | 2022-09-12 | Yes
24INR0038 | SP Jaguar Solar | Planned | SP-Jaguar Solar LLC | Tap 345kV 13405 Tradinghouse SES - 68090 Sam Switch | McLennan | NORTH | 2026-06-01 | SOL | PV | 300 | 2022-09-12 | Yes
27INR0313 | Spindletop Solar | Planned | Banita Creek Solar LLC | Tap Stryker [3109] - Lufkin [3117] 345 kV line | Nacogdoches | NORTH | 2027-04-01 | SOL | PV | 286.3 |  | No
27INR0314 | Spindletop Storage | Planned | Banita Creek Storage LLC | Tap 345 kV Stryker [3109] - Lufkin [3117] | Nacogdoches | NORTH | 2027-04-01 | OTH | BA | 142.66 |  | No
22INR0525 | St. Gall II Energy Storage | Planned | St. Gall Energy Storage LLC | 38355 TNLeon Creek 138kV | Pecos | WEST | 2025-06-01 | OTH | BA | 100.24 |  | Yes
24INR0233 | St. Gall Solar | Planned | St. Gall Solar LLC | 38355 Leon Creek 138kV | Pecos | WEST | 2025-06-01 | SOL | PV | 207 |  | No
25INR0164 | Star Dairy Solar | Planned | Star Dairy Solar LLC | Tap 345kV 1692 PARIS_SW1_5 -- 11699 WOODARD_5 | Lamar | NORTH | 2026-09-14 | SOL | PV | 125.61 |  | No
25INR0334 | Star Dairy Storage | Planned | Star Dairy Storage | Tap 345kV 1692 PARIS_SW1_5 -- 11699 WOODARD_5 | Lamar | NORTH | 2026-09-14 | OTH | BA | 204.93 |  | No
25INR0556 | Stargazer BESS | Planned | Stargazer Solar LLC | 44010 WA Parish - 42980 Nash 138 kV | Brazoria | COASTAL | 2027-02-01 | OTH | BA | 104.5 |  | No
25INR0555 | Stargazer Solar | Planned | Stargazer Solar LLC | 44010 WA Parish - 42980 Nash 138 kV Ckt 02 | Brazoria | COASTAL | 2027-02-01 | SOL | PV | 157.7 |  | No
27INR0105 | Starlight Solar | Planned | Mills Tx Solar LLC | tap the 138 kV Goldthwaite (#7070) – San Saba Switch (#77074) | Mills | NORTH | 2027-03-15 | SOL | PV | 130.72 |  | No
27INR0107 | Starlight Storage | Planned | Mills Tx Solar LLC | Tap 138kV 7070 Goldthwaite – 77074 San Saba Switch | Mills | NORTH | 2027-03-15 | OTH | BA | 104.66 |  | No
23INR0035 | Starling Solar | Planned | Starling Solar, LLC | tap 138kV 7224 Luling - 7245 Gonzales | Gonzales | SOUTH | 2025-06-14 | SOL | PV | 123 | 2021-12-03 | Yes
24INR0440 | Starling Solar Phase II | Planned | Starling Solar, LLC | tap 138kV 7224 Luling - 7245 Gonzales. Starling Solar Phase II is a an addition of 42.24MW to the 23INR0035 (solar) filed in 2020. 23INR0181 (storage) was filed in 2021. | Gonzales | SOUTH | 2025-06-14 | SOL | PV | 43.56 |  | No
23INR0181 | Starling Storage | Planned | Starling Storage, LLC | tap 138kV 7224 Luling - 7245 Gonzales | Gonzales | SOUTH | 2025-06-14 | OTH | BA | 63.6 |  | Yes
20INR0216 | Starr Solar Ranch | Planned | Starr Solar Ranch 1 LLC | 8795 Roma 138kV | Starr | SOUTH | 2024-12-01 | SOL | PV | 136.73 | 2020-10-01 | Yes
25INR0379 | Starr Storage | Planned | Falcon Lake Storage, LLC | 8795 Roma 138kV | Starr | SOUTH | 2025-12-30 | OTH | BA | 0 |  | No
25INR0497 | Stegall Solar | Planned | BT Martin Solar, LLC | Elliott (Bus #53) to Franklin (Bus #57) 69kV Transmission Line | Robertson | NORTH | 2026-12-31 | SOL | PV | 81.57 |  | No
25INR0498 | Stegall Storage | Planned | BT Martin Solar, LLC | Tap connection to a new switching station on the Elliott (Bus #53) - Franklin (Bus #57) 69 kV Transmission Line | Robertson | NORTH | 2026-12-31 | OTH | BA | 50.47 |  | No
25INR0389 | Stoneridge BESS | Planned | Stoneridge Solar, LLC | Tap 345 kV 13429 SANDOW SWITCH - 7040 AUSTROP CKT 2 | Milam | SOUTH | 2025-09-01 | OTH | BA | 101.9 | 2024-04-19 | Yes
24INR0031 | Stoneridge Solar | Planned | Stoneridge Solar, LLC | Tap 345 kV 13429 SANDOW SWITCH - 7040 AUSTROP Beulah Switch to tap above line | Milam | SOUTH | 2025-04-30 | SOL | PV | 201.6 | 2023-05-15 | Yes
24INR0246 | Sultan BESS | Planned | Sultan BESS | tap 345kV 68080 Sam Switch – 68090 Kopperl | Bosque | NORTH | 2027-07-08 | OTH | BA | 203.8 |  | No
23INR0295 | Sultan Solar | Planned | Lake Whitney Solar, LLC | tap 345kV 68080 Sam Switch – 68090 Kopperl | Bosque | NORTH | 2026-12-31 | SOL | PV | 206.11 |  | No
23INR0222 | Sunbelt Solar | Planned | Rose Hill Solar LLC | tap 138kV 6902 Talty - 6801 Patton | Kaufman | NORTH | 2026-12-31 | SOL | PV | 81.5 |  | No
23INR0409 | Sunbelt Storage | Planned | Rose Hill Solar LLC | Tap 138kV 6902 Talty - 6894 Rose Hill | Kaufman | NORTH | 2024-12-24 | OTH | BA | 52 |  | No
27INR0228 | Sunlit Pines BESS SLF | Planned | Sunlit Pines BESS LLC | Tap 138 kV 3342 Bayou Loco - 3341 Central Angelina County | Nacogdoches | NORTH | 2027-10-03 | OTH | BA | 208.12 |  | No
27INR0226 | Sunlit Pines Solar SLF | Planned | Sunlit Pines Energy Center LLC | Tap 138 kV 3342 Bayou Loco - 3341 Central Angelina County | Nacogdoches | NORTH | 2027-10-03 | SOL | PV | 206.71 |  | No
28INR0061 | Sunrose Renewable Energy Solar SLF | Planned | Sunrose Renewable Energy LLC | Tap 138kV #44740 WALLIS - #44700 GEBHRT | Austin | SOUTH | 2027-12-31 | SOL | PV | 300.88 |  | No
28INR0066 | Sunrose Renewable Energy Storage SLF | Planned | Sunrose Renewable Energy LLC | Tap 138kV 44740 WALLIS - 44700 GEBHRT | Austin | SOUTH | 2027-12-31 | OTH | BA | 0 |  | No
27INR0047 | Sunscape Renewable Energy Solar SLF | Planned | Sunscape Renewable Energy LLC | Bus# 8455 Lon C Hill to Bus# 80078 Reforzar 345 kV Line | Nueces | COASTAL | 2027-07-15 | SOL | PV | 522.75 | 2024-07-18 | No
27INR0048 | Sunscape Renewable Energy Storage SLF | Planned | Sunscape Renewable Energy LLC | Tap 345kV 8455 Lon C Hill -- 80078 Reforzar | Nueces | COASTAL | 2027-07-15 | OTH | BA | 0 | 2024-07-18 | No
24INR0189 | Tehuacana Creek BESS SLF | Planned | Tehuacana Creek Solar LLC | Tap 345kV 3381 Big Brown – 68091 Navarro | Navarro | NORTH | 2026-12-31 | OTH | BA | 0 |  | No
24INR0188 | Tehuacana Creek Solar SLF | Planned | Tehuacana Creek Solar LLC | Tap 345kV 3381 Big Brown – 68091 Navarro | Navarro | NORTH | 2026-12-31 | SOL | PV | 505.5 |  | No
25INR0275 | Texas Sage Solar | Planned | Texas Sage Solar Project, LLC | Tap 138 kV 8193 LYSSY - 8203 PLEASANTON | Wilson | SOUTH | 2028-12-01 | SOL | PV | 100.3 |  | No
25INR0276 | Texas Sage Storage | Planned | Texas Sage Solar Project, LLC | Tap 138 kV 8193 LYSSY - 8203 PLEASANTON | Wilson | SOUTH | 2028-12-01 | OTH | BA | 51.7 |  | No
23INR0244 | Tiger Solar | Planned | Vaca Del Sol, LLC | 68004 PHANTOM HILL 345KV | Jones | WEST | 2027-06-30 | SOL | PV | 306.24 |  | No
23INR0245 | Tiger Storage | Planned | Vaca Del Sol, LLC | 68004 PHANTOM HILL 345kV | Jones | WEST | 2028-03-15 | OTH | BA | 251.04 |  | No
24INR0532 | Timber Cove Solar SLF | Planned | Freestone Solar, LLC | Tap 138 kV 212 Winkler - 3510 Pin Oak | Freestone | NORTH | 2027-04-01 | SOL | PV | 100.5 |  | No
26INR0394 | Timber Cove Storage SLF | Planned | Freestone Solar, LLC | Tap 138 kV 212 Winkler - 3510 Pin Oak | Freestone | NORTH | 2027-04-01 | OTH | BA | 0 |  | No
26INR0161 | Timberline Solar | Planned | Timberline Renewables, LLC | Tap 345 kV 3119 Nacogdoches SE - 3116 Mt Enterprise | Nacogdoches | NORTH | 2026-09-22 | SOL | PV | 201 |  | No
26INR0162 | Timberline Storage | Planned | Timberline Renewables, LLC | Tap 345 kV 3119 Nacogdoches SE - 3116 Mt Enterprise | Nacogdoches | NORTH | 2026-09-22 | OTH | BA | 100.5 |  | No
25INR0451 | Tres Rios Ranch BESS | Planned | LectricWind LLC | 76015 L_CEDACA5_1Y 345kV | Upton | WEST | 2025-12-31 | OTH | BA | 0 |  | No
24INR0404 | Tres Rios Ranch Solar | Planned | LectricWind LLC | 76015 L_CEDACA5_1Y 345kV | Upton | WEST | 2025-12-31 | SOL | PV | 423.87 |  | No
24INR0239 | Trojan BESS SLF | Planned | Trojan BESS | 11735 Cedar Elm Switch 345kV | Cooke | NORTH | 2024-08-30 | OTH | BA | 0 |  | No
23INR0296 | Trojan Solar SLF | Planned | NextEra Energy Resources Interconnection Holdings, LLC | 11735 Cedar Elm Switch 345kV | Cooke | NORTH | 2026-02-28 | SOL | PV | 0 | 2022-10-10 | Yes
27INR0086 | Tumbleweed Solar | Planned | Hecate Energy Tumbleweed Solar LLC | 59905 Faraday 345 kV | Borden | WEST | 2027-12-01 | SOL | PV | 613.89 |  | No
27INR0087 | Tumbleweed Storage | Planned | Hecate Energy Tumbleweed Storage LLC | Tap 345 kV 11318 Scurry County - 59900 Long Draw | Borden | WEST | 2027-12-01 | OTH | BA | 507 |  | No
23INR0156 | Umbra (Stockyard) BESS | Planned | Stockyard Solar Project, LLC | tap 345kV 1695 Monticello - 11699 Woodard | Franklin | NORTH | 2026-04-16 | OTH | BA | 72.98 | 2022-10-11 | No
23INR0155 | Umbra (Stockyard) Solar | Planned | Stockyard Solar Project, LLC | tap 345kV 1695 Monticello - 11699 Woodard | Franklin | NORTH | 2026-04-16 | SOL | PV | 207.84 | 2022-10-11 | No
24INR0438 | Umbra BESS II | Planned | Saddle House Solar Project, LLC | tap 345kV 1695 Monticello -11699 Woodard | Franklin | NORTH | 2026-09-07 | OTH | BA | 149.64 |  | No
24INR0437 | Umbra Solar II | Planned | Saddle House Solar Project, LLC | tap 345kV 1695 Monticello -11699 Woodard | Franklin | NORTH | 2026-04-16 | SOL | PV | 344.66 |  | No
25INR0464 | Unruh Solar | Planned | BT Unruh Solar, LLC | Tap 69kV 1785 BAGWELL1_9 – 1772 LAMARBM1_9 | Red River | NORTH | 2025-12-31 | SOL | PV | 150.74 |  | No
25INR0465 | Unruh Storage | Planned | BT Unruh Solar, LLC | Tap 69kV 1785 BAGWELL1_9 – 1772 LAMARBM1_9 69kV line | Red River | NORTH | 2025-12-31 | OTH | BA | 50.47 |  | No
29INR0046 | Veco Ranch BESS | Planned | Orion US Land Holding Co LLC | 8283 ASHERTON4A 138kV | Webb | SOUTH | 2029-08-30 | OTH | BA | 78.5 |  | No
29INR0045 | Veco Ranch Solar | Planned | Orion US Land Holding Co LLC | 8283 ASHERTON4A 138kV | Webb | SOUTH | 2029-08-30 | SOL | PV | 152.5 |  | No
28INR0083 | Villarreal BESS | Planned | Orion US Land Holding Co LLC | LAQUINTA4A (Bus # 80439) | Webb | SOUTH | 2028-08-30 | OTH | BA | 78.5 |  | No
28INR0081 | Villarreal Solar | Planned | Orion US Land Holding Co LLC | 80439 LAQUINTA4A 138kV | Webb | SOUTH | 2028-08-30 | SOL | PV | 152.5 |  | No
20INR0106 | Wang Solar SLF | Planned | BT Yixin Solar, LLC | tap 345kV 3409 LakeCr1 - 3414 TempSS | Falls | NORTH | 2026-03-31 | SOL | PV | 144.6 |  | No
22INR0514 | Wang Storage SLF | Planned | BT Yixin Solar, LLC | tap 345kV 3409 LakeCr1 - 3414 TempSS | Falls | NORTH | 2026-03-31 | OTH | BA | 0 |  | No
25INR0447 | Waterloo BESS 1 | Planned | Waterloo Solar, LLC | Tap 345kV 7040 AUSTROP - 7048 GARFIELD | Bastrop | SOUTH | 2025-06-01 | OTH | BA | 105.64 |  | No
25INR0422 | Waterloo Solar 1 | Planned | Waterloo Solar, LLC | AUSTROP TO GARFIELD 345kV LINE [Bus # 7040 - 7048] | Bastrop | SOUTH | 2025-06-01 | SOL | PV | 200.64 |  | No
26INR0138 | Weathervane Solar SLF | Planned | Mallard Place LLC | Tap 138 kV 620 Bowie - 741 Dye Mound | Montague | NORTH | 2026-12-31 | SOL | PV | 160.49 |  | No
26INR0139 | Weathervane Storage SLF | Planned | Mallard Place LLC | Tap 138 kV 620 Bowie - 741 Dye Mound | Montague | NORTH | 2026-12-31 | OTH | BA | 32.47 |  | No
25INR0172 | Wolf Spring Solar | Planned | Wolf Spring Solar, LLC | Tap 345kV 59904 Cotton Wood - 23922 White River Ckt 1 | Dickens | PANHANDLE | 2026-10-07 | SOL | PV | 195.7 |  | No
25INR0173 | Wolf Spring Storage | Planned | Wolf Spring Solar, LLC | Tap 345kV 59904 Cotton Wood - 23922 White River Ckt 1 | Dickens | PANHANDLE | 2026-10-07 | OTH | BA | 202.7 |  | No
27INR0274 | XE Flying Kite Bess | Planned | Flying Kite BESS, LLC | tap 69kV 8672 La Pryor - 8231 Uvalde | Zavala | SOUTH | 2027-05-21 | OTH | BA | 104.73 |  | No
25INR0304 | XE Flying Kite Solar | Planned | FLYING KITE SOLAR LLC | Tap the 69kV La Pryor (#8672) - Uvalde (#8231) Line; AEP | Zavala | SOUTH | 2027-05-21 | SOL | PV | 80.38 |  | No
23INR0344 | XE Hermes Solar | Planned | Bell Solar 1 LLC | Tap 345kV 3687 Bell County East Switch - 39950 TNP One Plant Ckt 2 | Bell | NORTH | 2025-08-25 | SOL | PV | 100.36 | 2023-11-08 | Yes
24INR0365 | XE Hermes Storage | Planned | Bell Solar 1 LLC | Tap 345kV 3687 Bell County East Switch - 39950 TNP One Plant Ckt 2 | Bell | NORTH | 2025-08-25 | OTH | BA | 100.42 | 2023-11-08 | Yes
22INR0354 | XE Murat [Adlong] Solar | Planned | Liberty 1 Solar | tap 138kV 40391 Crosby C66 - 40130 Atascocita | Harris | HOUSTON | 2024-10-04 | SOL | PV | 60.36 | 2022-03-04 | Yes
24INR0329 | XE Murat Storage | Planned | Liberty 1 Solar LLC | tap the 138 kV CROSBY C66(#40391) -ATASCOCITA (#40130) Line; CNP | Harris | HOUSTON | 2025-03-01 | OTH | BA | 60.14 | 2023-11-01 | No
24INR0042 | Yaupon Solar SLF | Planned | Yaupon Solar, LLC | Tap 345 kV Gibson Switch (3706) – TNP One (39950) | Milam | SOUTH | 2026-06-15 | SOL | PV | 204.08 | 2023-09-28 | Yes
24INR0169 | Yaupon Storage SLF | Planned | Yaupon Solar, LLC | to Tap 345 kV Gibson Switch (3706) – TNP One (39950) | Milam | SOUTH | 2025-09-17 | OTH | BA | 0 | 2023-09-28 | No
24INR0258 | Zeissel Solar | Planned | ZSS Power, LLC | 60700 Gauss 345 KV | Knox | WEST | 2028-07-01 | SOL | PV | 450 | 2024-02-24 | Yes
24INR0259 | Zeissel Storage SLF | Planned | ZSS Power, LLC | 60700 Gauss 345 KV | Knox | WEST | 2028-12-31 | OTH | BA | 0 | 2024-02-24 | Yes

## Co-located with Wind
Battery Energy Storage Projects Co-Located with Wind Projects Based on the July 2024 GIS Report
NOTES:
This table includes Large Generator Battery projects that have requested Full Interconnection Studies. It also includes Small Generator projects that have completed Resource Registration form as indicated by assignment of a "Model Ready Date".
For the purposes of this report Battery Energy Storage project is considered co-located with Wind Project if there are new or existing Wind projects at the same POI, with similar project name and same Interconnecting Entity (or same parent or holding company).
The projects are listed in alphabetical order.
Gray-highlighted cells indicate that the information is not applicable because the project is operational.
INR | Project Name | Project Status | Interconnecting Entity | POI Location | County | CDR Reporting Zone | Projected COD | Fuel | Technology | Capacity (MW) | IA Signed |  | Approved for Energization | Approved for Synchronization | Comment
Financial Security
and Notice to
Proceed Provided
| BLUE SUMMIT WIND 1 A | Operational | NextEra Energy Interconnection Holdings, LLC | 61001 JIM TREECE 345kV | Wilbarger | WEST |  | WIN | WT | 9
| BLUE SUMMIT WIND 1 B | Operational | NextEra Energy Interconnection Holdings, LLC | 61001 JIM TREECE 345kV | Wilbarger | WEST |  | WIN | WT | 126.4
| BLUE SUMMIT WIND 2 A | Operational | NextEra Energy Interconnection Holdings, LLC | 61001 JIM TREECE 345kV | Wilbarger | WEST |  | WIN | WT | 92.5
| BLUE SUMMIT WIND 2 B | Operational | NextEra Energy Interconnection Holdings, LLC | 61001 JIM TREECE 345kV | Wilbarger | WEST |  | WIN | WT | 6.86
| BLUE SUMMIT WIND 3 A | Operational | NextEra Energy Interconnection Holdings, LLC | 61001 JIM TREECE 345kV | Wilbarger | WEST |  | WIN | WT | 13.7
| BLUE SUMMIT WIND 3 B | Operational | NextEra Energy Interconnection Holdings, LLC | 61001 JIM TREECE 345kV | Wilbarger | WEST |  | WIN | WT | 186.5
25INR0492 | Blue Summit Energy Storage | Planned | NextEra Energy Interconnection Holdings, LLC | 61001 JIM TREECE 345kV | Wilbarger | WEST | 2026-07-01 | OTH | BA | 100 |  | No
| Bobcat Bluff | Operational | EDF Renewables Development Inc | 1475 Windthorst 138 kV | Archer | WEST |  | WIN | WT | 162
25INR0616 | Bobcat Bluff Storage SLF | Planned | EDF Renewables Development Inc | 1475 Windthorst 138 kV | Archer | WEST | 2025-12-01 | OTH | BA | 0 |  | No
23INR0455 | Bessie Storage | Planned | Deriva Energy Storage, LLC | Charly Egner Substation Tap 345kV 80355 Del Sol - 80368 LV4 Bridge | Starr | SOUTH | 2026-11-15 | OTH | BA | 210.8 |  | No
16INR0081 | Mesteno Wind | Planned | Mesteno Windpower, LLC | 80355 Del Sol 345kV | Starr | SOUTH | 2024-12-31 | WIN | WT | 201.6 | 2018-04-25 | Yes | 2019-11-26 | 2019-12-12
| Lacy Creek wind | Operational | Lacy Creek Wind, LLC | 59907 Bernoulli 345kV | Glasscock | WEST |  | WIN | WT | 301.3
24INR0247 | Lacy Creek Energy Storage SLF | Planned | Edmondson Ranch Wind Holdings, LLC | 59907 Bernoulli 345kV | Glasscock | WEST | 2026-07-01 | OTH | BA | 0 |  | Yes
27INR0080 | Laurel Storage Energy Center | Planned | Laurel Energy Center, LLC | Tap 345kV 60404 Solstice - 76002 Bakersfield Ckt 2 | Pecos | WEST | 2027-01-31 | OTH | BA | 200.8 |  | No
27INR0056 | Laurel Wind Energy Center | Planned | Laurel Energy Center, LLC | Solstice to Bakersfield (Bus# 60404 -76002) 345kV Ckt 2 line tap | Pecos | WEST | 2027-01-31 | WIN | WT | 501.76 |  | No
27INR0227 | PALO VERDE BESS | Planned | RWE Clean Energy Development, LLC | Tap 345kV 8624 Grissom – 8455 Lon C Hill | San Patricio | COASTAL | 2027-09-02 | OTH | BA | 150 |  | No
27INR0132 | Palo Verde Wind | Planned | RWE Clean Energy Development, LLC | Tap 345kV 8624 Grissom – 8455 Lon C Hill | San Patricio | COASTAL | 2027-09-02 | WIN | WT | 301.5 |  | No
23INR0538 | Roadrunner Crossing BESS SLF | Planned | Roadrunner Crossing BESS | 68051 Reata 354kV | Eastland | NORTH | 2026-07-01 | OTH | BA | 40 |  | No
19INR0117 | Roadrunner Crossing Wind SLF | Planned | Roadrunner Crossing Wind Farm, LLC | 68051 Reata 345kV | Eastland | NORTH | 2024-08-22 | WIN | WT | 128 | 2020-04-17 | Yes | 2024-04-05 | 2024-04-18
24INR0568 | Shamrock Energy Storage (SLF) | Planned | Shamrock Interconnection LLC | 76004 Single Tree 345kV | Crockett | WEST | 2025-07-01 | OTH | BA | 0 | 2022-05-11 | Yes
22INR0502 | Shamrock Wind SLF | Planned | Shamrock Interconnection LLC | Tap 345 kV 7053 Noelke - 76005 Schneeman | Crockett | WEST | 2024-04-19 | WIN | WT | 223.92 | 2022-05-13 | Yes | 2023-12-07 | 2023-12-13

## Co-located with Thermal
Battery Energy Storage Projects Co-Located with Thermal Generation Projects Based on the July 2024 GIS Report
NOTES:
This table includes Large Generator Battery projects that have requested Full Interconnection Studies. It also includes Small Generator projects that have completed Resource Registration form as indicated by assignment of a "Model Ready Date".
For the purposes of this report, the Battery Energy Storage project is considered co-located with thermal generation projects if there are new or existing project at the same POI, with similar project name and same Interconnecting Entity (or same parent or holding company).
The projects are listed in alphabetical order.
Gray-highlighted cells indicate that the information is not applicable because the project is operational.
INR | Project Name | Project Status | Interconnecting Entity | POI Location | County | CDR Reporting Zone | Projected COD | Fuel | Technology | Capacity (MW) | IA Signed |  | Approved for Energization | Approved for Synchronization
Financial Security
and Notice to
Proceed Provided
25INR0457 | Mountain Creek BESS Expansion | Planned | Mountain Creek Power, LLC | 2412 Mountain Creek East 138kV | Dallas | NORTH | 2028-06-01 | OTH | BA | 408.69 |  | No
26INR0085 | Mountain Creek Thermal Expansion | Planned | Mountain Creek Power, LLC | 2412 Mountain Creek East 138kV | Dallas | NORTH | 2028-06-01 | GAS | GT | 736.98 |  | No
22INR0276 | Trinidad ESS Addition | Planned | LUMINANT GENERATION COMPANY LLC | Tap 138kV 3127 Trinidad – 3466 Kerens | Henderson | NORTH | 2026-03-20 | OTH | BA | 110 |  | No
| Trinidad STG 6 | Operational |  | 3128 Trinidad 138kV | Henderson | NORTH |  | GAS | ST | 239

## Stand-Alone
Stand-Alone Battery Storage Projects Based on the July 2024 GIS Report
NOTES:
This table includes Large Generator Battery projects that have requested Full Interconnection Studies. It also includes Small Generator projects that have completed Resource Registration form as indicated by assignment of a "Model Ready Date".
For the purposes of this report, the Battery Energy Storage project is considered stand-alone if there is no other project located at the same POI, with similar project name and same Interconnecting Entity (or same parent or holding company).
The projects are listed in alphabetical order.
Gray-highlighted cells indicate that the information is not applicable because the project is operational.
INR | Project Name | Project Status | Interconnecting Entity | POI Location | County | CDR Reporting Zone | Projected COD | Fuel | Technology | Capacity (MW) | IA Signed |  | Approved for Energization | Approved for Synchronization | Comment
Financial Security
and Notice to
Proceed Provided
25INR0460 | Acker BESS | Planned | Ogallala BESS LLC | 23912 Ogallala 345 kV | Castro | PANHANDLE | 2026-09-15 | OTH | BA | 301.04 |  | No
25INR0610 | Adam Bryant BESS | Planned | Adam Bryant BESS LLC | Tap 138kV 5225 HONDO – 5819 HONDO CREEK | Medina | SOUTH | 2027-12-01 | OTH | BA | 99.9 |  | No
23INR0502 | Adelite Storage | Planned | Adelite Storage Project LLC | Tap 138kV Thorndale North (bus #3659) – Rookie Switch (bus #3701) | Milam | SOUTH | 2026-02-28 | OTH | BA | 231.88 |  | No
23INR0348 | Aggie Energy storage | Planned | KINGFISHER ENERGY STORAGE LLC | TABOR RD (#32882) | Brazos | NORTH | 2026-06-15 | OTH | BA | 104.4 |  | No
24INR0273 | Al Pastor BESS | Planned | Al Pastor BESS LLC | 1163 Lamesa Substation 138kV | Dawson | WEST | 2024-08-30 | OTH | BA | 103.1 | 2023-01-24 | Yes | 2024-05-17 | 2024-06-05
26INR0330 | Alamo City BESS | Planned | ALAMO CITY ESS LLC | Tap 138kV 5294 Martinez - 5110 JT Deely | Bexar | SOUTH | 2027-07-01 | OTH | BA | 101.3 |  | No
25INR0421 | Aldrin 138 BESS | Planned | Aldrin Energy Storage LLC | (Bus: 39015) North Alvin TNMP 138kV | Brazoria | COASTAL | 2025-07-15 | OTH | BA | 207 | 2024-02-26 | Yes
25INR0425 | Aldrin 345 BESS | Planned | Aldrin Energy Storage LLC | (Bus: 43030) Meadow 345kV substation | Brazoria | COASTAL | 2025-07-15 | OTH | BA | 362 | 2024-06-15 | No
24INR0381 | Alexandrite Storage | Planned | Johnson Energy Storage, LLC | 8359 Santa Rosa (S_SNROSA4A) 138kV | Cameron | COASTAL | 2026-12-10 | OTH | BA | 203 |  | No
22INR0541 | ALWEST BESS | Planned | Castleman Power | 3114 Paltalco 138kV | Anderson | NORTH | 2026-05-04 | OTH | BA | 208.63 |  | No
24INR0472 | Amador Storage | Planned | BT Amador Storage, LLC | 6833 Explorer Switching Station 138kV | Van Zandt | NORTH | 2025-12-31 | OTH | BA | 102.58 | 2023-11-02 | No
24INR0355 | Anatole Renewable Energy Storage | Planned | Eustace Storage LLC | (Bus# 6951) Eustace Southeast 138kV Substation (owned by Rayburn Electric Cooperative) | Henderson | NORTH | 2026-01-11 | OTH | BA | 207.82 |  | No
26INR0517 | Andromeda Storage II | Planned | IP Lumina II BESS, LLC | 60011 Nebulast 345kV | Scurry | WEST | 2026-01-31 | OTH | BA | 320 |  | No
26INR0540 | Andromeda Storage IIB | Planned | IP Lumina II BESS, LLC | 60011 Nebulast 345kV | Scurry | WEST | 2026-01-31 | OTH | BA | 320 |  | No
24INR0636 | Anemoi Energy Storage Repowering | Planned | Anemoi Energy Storage, LLC | 8574 POMELO 345kV | Hidalgo | SOUTH | 2024-08-31 | OTH | BA | 5 |  | No
21INR0508 | Angels Creek | Planned | Angels Creek LLC | 5888 Bruni 69kV | Webb | SOUTH | 2025-06-01 | OTH | BA | 31.68 |  | No
24INR0547 | Angleton BESS | Planned | Brazoria Winmill BESS, LLC | STATION NAME (TSP STATION CODE): Angleton (AE) LOAD/LOAD TRANSFORMER NAME: TR1 PTI BUS NUMBER: 42111 VOLTAGE (TRANSMISSION LEVEL): 138KV | Brazoria | COASTAL | 2024-12-09 | OTH | BA | 9.9 | 2023-10-31 | Yes
23INR0299 | Anole BESS | Planned | Anole Energy Storage, LLC | 2432 Tri-Corner 345kV | Dallas | NORTH | 2025-02-09 | OTH | BA | 247.1 | 2023-04-26 | Yes
22INR0349 | Antlia BESS | Planned | BRP Antlia BESS LLC | 88999 138 kV Maxwell Station | Val Verde | WEST | 2025-03-31 | OTH | BA | 72.38 | 2021-06-05 | Yes
24INR0589 | Antoninus Energy Storage | Planned | Antoninus Energy Storage, LLC | Tap 138kV #43190 S_LANE_B138 - #42985 DYANN_POI_8 Transmission Line. | Wharton | SOUTH | 2026-06-15 | OTH | BA | 101.2 |  | No
23INR0474 | AP Greenport | Planned | AP Greenport | Austrop – Lost Pines 345 kV transmission line (Bus #7040 – 9041) | Travis | SOUTH | 2026-02-18 | OTH | BA | 100.45 |  | No
25INR0231 | Apache Hill BESS | Planned | Black Mountain Energy Storage II | 363 Hood 138kV | Hood | NORTH | 2026-11-15 | OTH | BA | 201.2 | 2024-06-27 | Yes
24INR0238 | Appaloosa Run BESS | Planned | APPALOOSA RUN STORAGE, LLC | New Palouse 138kV (#60278) | Upton | WEST | 2026-08-30 | OTH | BA | 100 |  | No
24INR0285 | APV Plumwood Storage | Planned | APV Lonestar Energy LLC | Tap 138kV 40171 Baytown - 40015Cedar Bayou Plant | Chambers | HOUSTON | 2026-01-15 | OTH | BA | 200.82 |  | No
26INR0169 | AQUAMARINE BESS | Planned | ME USA Project I LLC | tap 138kV 720 Salt Creek Reactor – 6150 Spur | Dickens | PANHANDLE | 2026-05-23 | OTH | BA | 213.81 |  | No
21INR0507 | Arana Creek Batt | Planned | Arana Creek LLC | 5648 Loyola 138kV | Kleberg | COASTAL | 2026-05-31 | OTH | BA | 153.5 |  | No
26INR0184 | Arc Energy Storage | Planned | Paris Energy Storage, LLC | Line Tap 138kV 1693 Paris Switch - 11806 ENLOE T8 138kv | Lamar | NORTH | 2027-04-15 | OTH | BA | 204.5 |  | No
23INR0503 | Ardesia Storage | Planned | Ardesia Storage Project LLC | Tap 138kV 7325 Mendoza - 7216 Lockhart | Caldwell | SOUTH | 2026-08-28 | OTH | BA | 100 |  | No
25INR0143 | Ariji BESS | Planned | Ariji BESS, LLC | Tap 138kV 1394 GTTYVTAP_8 - 1322 BIGSPRIG_8 | Howard | WEST | 2026-09-14 | OTH | BA | 100.32 |  | No
26INR0349 | ARTIO ENERGY STORAGE | Planned | Artio Energy Storage LLC | Farmersville 345kV Substation (PSSE BUS # 1685) | Collin | NORTH | 2028-10-01 | OTH | BA | 205.94 |  | No
25INR0046 | Blue Skies BESS | Planned | ACTX BESS Project LLC | 68090 SAM SW 345kV | Hill | NORTH | 2027-12-31 | OTH | BA | 309 | 2022-08-11 | No
27INR0236 | Atticus Energy Storage | Planned | Atticus Energy Storage | 6570 Bond Road Substation 69KV | Sutton | WEST | 2027-03-01 | OTH | BA | 102.98 |  | No
24INR0461 | Augie BESS | Planned | BRP Blue Topaz 5, LLC | 46560 Waller 138kV | Waller | HOUSTON | 2026-11-30 | OTH | BA | 200.81 |  | No
26INR0320 | Augite Storage | Planned | BT Augite Storage, LLC | tap 138kV 8798 La Grulla - 8355 Goodwin | Starr | SOUTH | 2027-12-30 | OTH | BA | 151.41 |  | No
26INR0375 | Avalon BESS | Planned | Greenbelt ERCOT BESS Holdings, LLC | Tapping the 345 kV Line from Smithers (Bus# 44650) to Bellaire (Bus# 47000). | Fort Bend | HOUSTON | 2026-12-01 | OTH | BA | 522.12 |  | No
23INR0287 | Avila BESS | Planned | BRP Avila BESS LLC | 38340 TN Airport 138kV | Pecos | WEST | 2025-05-01 | OTH | BA | 164.28 | 2023-02-06 | Yes
25INR0558 | Ayass BESS | Planned | Harvick BESS, LLC | 6206 Bush Knob 69kV | Throckmorton | WEST | 2027-06-11 | OTH | BA | 51.28 |  | No
24INR0313 | Backbone Creek BESS | Planned | Backbone Creek BESS LLC | 7351 STARCKE 138kV | Burnet | SOUTH | 2026-12-26 | OTH | BA | 120.69 | 2023-12-22 | No
24INR0495 | Barbers Hill BESS | Planned | Black Mountain Energy Storage II | 40850 JORDAN 345kV | Chambers | HOUSTON | 2027-07-15 | OTH | BA | 307.72 |  | No
24INR0304 | Barton Bishop BESS | Planned | Jack Barton BESS LLC | 1599 Barton Chapel Wind Farm station 138kV | Jack | NORTH | 2027-04-13 | OTH | BA | 47.34 |  | No
23INR0127 | Beacon Storage | Planned | AES Distributed Energy, Inc | 40450 Deepwater 345kV | Harris | HOUSTON | 2026-05-15 | OTH | BA | 408.7 |  | No
26INR0286 | Beaujolais BESS | Planned | Beaujolais BESS, LLC | Tap Paris Switch (PARIS_SW1_5, #1692) – Woodard Switch (WOODARD_5, #11699) 345 kV Line | Lamar | NORTH | 2028-02-15 | OTH | BA | 307.2 |  | No
26INR0024 | Becerra Creek Storage 1 | Planned | Bordas Renewable Energy, LLC | 345 kV Cenizo Substation (#80220) | Webb | SOUTH | 2026-12-01 | OTH | BA | 125.62 |  | No
27INR0003 | Becerra Creek Storage 2 | Planned | Bordas Renewable Energy, LLC | 345 kV Cenizo Substation (#80220) | Webb | SOUTH | 2026-12-01 | OTH | BA | 125.62 |  | No
25INR0397 | Beeman BESS | Planned | Waelder BESS | 69kV Waelder Substation (7232) | Gonzales | SOUTH | 2026-05-01 | OTH | BA | 50.18 |  | No
26INR0185 | Beitel Energy Storage | Planned | Brazos Energy Storage, LLC | 579 Jack County 138kV | Jack | NORTH | 2027-12-31 | OTH | BA | 200.6 |  | No
25INR0480 | Bell Creek BESS | Planned | West Columbia BESS1 LLC | Tap 138kV 39500 West Colombia - 39703 FM524 | Brazoria | COASTAL | 2026-05-15 | OTH | BA | 200.9 |  | No
27INR0223 | Benitoite Storage | Planned | BT Van Storage, LLC | Tap 138kV 3183 VAN_8 - 3197 TYLERSW_8 | Van Zandt | NORTH | 2027-08-25 | OTH | BA | 125.65 |  | No
24INR0395 | Berkman Storage | Planned | Berkman Storage, LLC | 138 kV League City (Bus# 38920) | Galveston | HOUSTON | 2027-04-30 | OTH | BA | 150.86 | 2024-01-09 | Yes
27INR0165 | BERRY BOOST BESS | Planned | Horizon Energy Storage Green Field | Tap Line #42610 FAIRMT - # 41711 WITTER94T2 ckt 94 | Harris | HOUSTON | 2027-05-24 | OTH | BA | 203.2 |  | No
23INR0381 | Bexar ESS | Planned | Bexar ESS LLC | 5007 Alamo One 138kV | Bexar | SOUTH | 2025-03-15 | OTH | BA | 102.6 | 2023-07-31 | Yes
26INR0301 | Bhalu Storage | Planned | Bhalu Storage, LLC | Tap 138kV Bulldog (#23833) – Elbow (#23834) | Howard | WEST | 2027-03-03 | OTH | BA | 205.5 |  | No
25INR0239 | Big Five Storage | Planned | TX BESS 3 LLC | Tap 138kV (5784) Redgtss - (8380) Nedina | Hidalgo | SOUTH | 2025-06-01 | OTH | BA | 102.18 |  | No
22INR0467 | Bird Dog BESS | Planned | VESI 37 LLC | 5668 Mathis 69kV | Live Oak | SOUTH | 2025-12-11 | OTH | BA | 60.4 | 2024-02-16 | Yes
24INR0386 | Black & Gold Energy Storage | Planned | Black & Gold Energy Storage, LLC | 6364 Yellow Jacket Sub 138kV | Menard | WEST | 2027-06-30 | OTH | BA | 254.58 |  | No
24INR0315 | Black Springs BESS SLF | Planned | Black Springs BESS LLC | 1571 ORAN 138KV | Palo Pinto | NORTH | 2025-10-15 | OTH | BA | 120.68 | 2023-10-18 | Yes
26INR0376 | Blackcat Storage | Planned | Matagorda ESS, LLC | 138kV Blackcat Substation (#80124) | Matagorda | COASTAL | 2026-04-06 | OTH | BA | 200.59 |  | No
24INR0528 | Blanquilla BESS | Planned | Blanquilla BESS LLC | Tap 138kV 8452 LON_HILL4A - 8441 NUECES_B4A | Nueces | COASTAL | 2026-05-15 | OTH | BA | 200.78 |  | No
25INR0399 | Blossomheath BESS | Planned | Taurbeng LLC | tap VENUS SWITCH (#1907) – SAM SWITCH (#68090) 345 kV line | Ellis | NORTH | 2026-11-28 | OTH | BA | 300.78 |  | No
25INR0545 | Blue Creek Energy Storage | Planned | Blue Creek Energy Storage, LLC | Tap 138kV 42985 DYANN_POI8 - 43190 S_LANE_B138 Ckt 60 | Wharton | SOUTH | 2026-06-15 | OTH | BA | 101.2 |  | No
25INR0146 | Blue Heron BESS | Planned | Blue Heron BESS, LLC | Tap 138kV MANSON (1094) - Riverton (11083) | Reeves | WEST | 2026-09-14 | OTH | BA | 201.08 |  | No
25INR0434 | Bluegill BESS | Planned | Bluegill BESS, LLC | Tap 138 kV 40130 Atascocita - 40690 East Gate | Harris | HOUSTON | 2026-10-01 | OTH | BA | 251 |  | No
27INR0106 | Bluewind Energy Center | Planned | Bluewind Energy Center, LLC | 5713 Oaks Substation 138kV | Atascosa | SOUTH | 2026-07-02 | OTH | BA | 102.56 |  | No
25INR0385 | Bobcat Cameron BESS | Planned | Bobcat BESS, LLC | 5764 East Rio Hondo Substation 138kV | Cameron | COASTAL | 2025-12-01 | OTH | BA | 200.78 |  | No
25INR0467 | Bocanova BESS | Planned | Bocanova Power LLC | 39030 TNALVIN 138kV | Brazoria | COASTAL | 2025-06-01 | OTH | BA | 300.92 | 2024-02-26 | Yes
23INR0470 | BoCo BESS | Planned | BoCo BESS | 59906 Long Draw 138kV | Borden | WEST | 2024-07-17 | OTH | BA | 155.48 | 2022-12-09 | Yes | 2024-04-17 | 2024-05-08
26INR0472 | Bologna BESS | Planned | MALONEY BESS LLC | #1450 Pleasant Valley 138 kV | Wichita | WEST | 2027-09-13 | OTH | BA | 202.56 |  | No
26INR0283 | Bonaparte BESS | Planned | Bonaparte BESS, LLC | 7568 Lincoln 138 kV | Lee | SOUTH | 2026-08-01 | OTH | BA | 153.67 |  | No
25INR0039 | Borderland ESC | Planned | FRESH AIR ENERGY II, LLC | tap 138kV 8380 NEDIN4A – 8632 NMCALLEN4C | Hidalgo | SOUTH | 2026-06-30 | OTH | BA | 200 |  | No
23INR0354 | Bordertown BESS | Planned | Bordertown BESS LLC | 8796 Roma 138kV | Starr | SOUTH | 2025-05-10 | OTH | BA | 106.15 | 2022-10-12 | Yes
22INR0443 | Bowstring BESS | Planned | Longbow Energy Storage, LLC | 8961 White Point 138kV | San Patricio | COASTAL | 2025-12-31 | OTH | BA | 155 |  | No
25INR0209 | Box Canyon Energy Storage | Planned | Box Canyon Energy Storage Project, LLC | 68011 Aspire Substation 345 kV | Callahan | WEST | 2027-05-31 | OTH | BA | 306.34 |  | No
26INR0034 | Bracero Pecan Storage | Planned | Bracero Pecan Storage LLC | 60716 SARAGOSA 138kV | Reeves | WEST | 2026-06-01 | OTH | BA | 232 | 2024-06-27 | Yes
26INR0120 | Bramble Energy Center | Planned | Mission Clean Energy LLC | 8236 Batesville 138kV | Zavala | SOUTH | 2026-10-03 | OTH | BA | 225.1 |  | No
22INR0332 | Brantley Branch Batt | Planned | Brantley Branch LLC | Mt. Enterprise (Bus # 3116) – Martin Lake 345kv Line (Bus # 3100 | Rusk | NORTH | 2026-09-14 | OTH | BA | 302.35 |  | No
26INR0314 | Brazos River BESS | Planned | Brazos River BESS LLC | Tap 138kV 39530 West Colombia LOCAL TNP - 39560 ANGLETON TNP | Brazoria | COASTAL | 2026-12-31 | OTH | BA | 180 |  | No
28INR0030 | Brela BESS LLC | Planned | Brela BESS LLC | 44040 Bailey SW 345 kV | Wharton | SOUTH | 2028-05-29 | OTH | BA | 251.3 |  | No
26INR0427 | BremRaek BESS | Planned | BremRaek BESS | 7271 LCRA New Bremen 138 kV | Austin | SOUTH | 2026-07-01 | OTH | BA | 200.6 |  | No
23INR0456 | Bronze Quinta Storage | Planned | KCE TX 28, LLC | S_MCALLN 8371 (S. McAllen 138kV Substation) | Hidalgo | SOUTH | 2025-10-01 | OTH | BA | 103.51 |  | No
25INR0432 | Brotherton Storage | Planned | Belltown Power Texas 2 | 6937 Tucker Sub 138kV | Anderson | NORTH | 2025-05-31 | OTH | BA | 176.13 |  | No
23INR0074 | BRP Ampato BESS | Planned | BRP Ampato BESS LLC | 10002 NS Crane Switch 138kV | Crane | WEST | 2027-12-01 | OTH | BA | 121.56 |  | No
23INR0272 | BRP Aras BESS | Planned | BRP Aras BESS LLC | 76595 North McCamey 138kV | Upton | WEST | 2025-12-01 | OTH | BA | 303.59 |  | No
24INR0130 | BRP Artemis BESS | Planned | BRP Artemis BESS LLC | 40600 Roans Prairie Substation 345kV | Grimes | NORTH | 2025-06-01 | OTH | BA | 411.32 |  | No
23INR0335 | BRP Bachman BESS | Planned | BRP Bachman BESS LLC | 44040 BAILEY 345kV | Wharton | SOUTH | 2027-12-01 | OTH | BA | 411.04 |  | No
23INR0131 | BRP Batura BESS | Planned | BRP Batura BESS LLC | 5260 Leon Creek 138kV | Bexar | SOUTH | 2025-12-01 | OTH | BA | 251.65 |  | No
23INR0132 | BRP Bonete BESS | Planned | BRP Bonete BESS LLC | 8951 Stewart Road 138kV | Hidalgo | SOUTH | 2027-12-01 | OTH | BA | 201.13 |  | No
23INR0342 | BRP Brizo BESS | Planned | BRP Brizo BESS LLC | 138 kV Loop 463 Substation (#5680) | Victoria | SOUTH | 2027-12-01 | OTH | BA | 143.85 |  | No
23INR0360 | BRP Charon BESS | Planned | BRP Charon BESS LLC | Tap Smithers (#44650) and Bellaire (#47000) 345kV | Fort Bend | HOUSTON | 2027-12-01 | OTH | BA | 410.81 |  | No
23INR0285 | BRP Chena BESS | Planned | BRP Chena BESS LLC | Tap 138 kV 1951 Handley SES – 2246 Lakewood | Tarrant | NORTH | 2025-06-01 | OTH | BA | 202.32 |  | No
22INR0347 | BRP Crater BESS | Planned | BRP Crater BESS LLC | tap 345kV 1025 Falcon Seaboard - 1021 Midland East | Howard | WEST | 2028-03-01 | OTH | BA | 310.31 |  | No
23INR0359 | BRP Crios BESS | Planned | BRP Crios BESS LLC | Tap 138 kV 1649 HASSE_P8 - 1684 SABANA_8 | Comanche | NORTH | 2027-12-01 | OTH | BA | 87.37 |  | No
24INR0142 | BRP De Los Santos BESS | Planned | BRP De Los Santos BESS LLC | 78015 Rosita Creek Substation 138kV | Maverick | SOUTH | 2027-12-01 | OTH | BA | 206.87 |  | No
22INR0424 | BRP Denali BESS | Planned | BRP Denali BESS LLC | Tap 138kV 5395 Sommers - 5030 Braunig East | Bexar | SOUTH | 2025-06-01 | OTH | BA | 258.41 |  | No
23INR0137 | BRP Diran BESS | Planned | BRP Diran BESS LLC | 43190 South Lane City 138kV | Wharton | SOUTH | 2025-12-01 | OTH | BA | 100.63 |  | No
23INR0135 | BRP Elbus BESS | Planned | BRP Elbus BESS LLC | 9075 Lytton 138kV | Caldwell | SOUTH | 2026-12-01 | OTH | BA | 201.11 |  | No
23INR0073 | BRP Galan BESS | Planned | BRP Galan BESS LLC | 5007 Alamo One 138kV | Bexar | SOUTH | 2027-12-01 | OTH | BA | 75.97 |  | No
24INR0134 | BRP Hemera BESS | Planned | BRP Hemera BESS LLC | 345 kV Deaf Smith Substation (#23908, Oncor) | Deaf Smith | PANHANDLE | 2026-07-01 | OTH | BA | 206.96 |  | No
24INR0133 | BRP Hestia BESS | Planned | BRP Hestia BESS LLC | the 69 kV Rock Springs Substation (#78238, LCRA) | Edwards | SOUTH | 2025-06-01 | OTH | BA | 29.05 |  | No
22INR0427 | BRP Kabru BESS | Planned | BRP Kabru BESS LLC | 1159 Andrew North - 11284 Blackbird 138kV | Andrews | WEST | 2025-12-01 | OTH | BA | 202.45 |  | No
23INR0134 | BRP Kailas BESS | Planned | BRP Kailas BESS LLC | 6216 Bluff Creek 138kV | Taylor | WEST | 2027-12-01 | OTH | BA | 201.29 |  | No
23INR0104 | BRP Kamet BESS | Planned | BRP Kamet BESS LLC | Andrews North – McKenzie Draw Switch 138 kV | Andrews | WEST | 2025-12-01 | OTH | BA | 202.46 |  | No
24INR0185 | BRP Kotys BESS | Planned | BRP Kotys BESS LLC | 138 kV Argyle Substation (#1984) | Denton | NORTH | 2027-12-01 | OTH | BA | 163.41 |  | No
24INR0135 | BRP Mekong BESS | Planned | BRP Mekong BESS LLC | Tap 345 kV line from Twin Oak Switch (#3400) to TPN One Plant Switchyard (#39950) | Robertson | NORTH | 2027-12-01 | OTH | BA | 413.74 |  | No
22INR0365 | BRP Mensa BESS | Planned | BRP Mensa BESS LLC | 60718 Pecos Valley 138kV | Pecos | WEST | 2027-12-01 | OTH | BA | 404.99 |  | No
24INR0157 | BRP Merope BESS | Planned | BRP Merope BESS LLC | 345 kV Corn Trail Switch Substation (#11441) | Comanche | NORTH | 2028-03-01 | OTH | BA | 413.74 |  | No
22INR0383 | BRP Musca BESS | Planned | BRP Musca BESS LLC | 60361 Santa Rita 138kV | Reagan | WEST | 2027-12-01 | OTH | BA | 100.51 |  | No
23INR0275 | BRP Nile BESS | Planned | BRP Nile BESS LLC | 80220 Cenizo 345kV | Webb | SOUTH | 2024-12-01 | OTH | BA | 202.34 |  | No
22INR0386 | BRP Octans BESS | Planned | BRP OCTANS BESS LLC | 6671 Tombstone 138kV | Pecos | WEST | 2026-06-01 | OTH | BA | 129.57 |  | No
23INR0274 | BRP Parana BESS | Planned | BRP Parana BESS | 7178 Marion 138kV | Guadalupe | SOUTH | 2025-12-01 | OTH | BA | 303.67 |  | No
23INR0139 | BRP Passu BESS | Planned | BRP Passu BESS LLC | 6111 Riley 345kV | Wilbarger | WEST | 2024-12-01 | OTH | BA | 301.82 |  | No
22INR0390 | BRP Perseus BESS | Planned | BRP Perseus BESS LLC | tap 138 kV line from Lon Hill (#8452) to Bessel (#8060) | Nueces | COASTAL | 2024-12-01 | OTH | BA | 202.5 |  | No
22INR0385 | BRP Pictor BESS | Planned | BRP Pictor BESS LLC | 60400 Lynx 138kV | Crane | WEST | 2025-11-01 | OTH | BA | 201.07 |  | No
23INR0115 | BRP Pobeda BESS | Planned | BRP Pobeda BESS LLC | 44645 Singleton 345kV | Grimes | NORTH | 2024-12-01 | OTH | BA | 301.41 |  | No
23INR0431 | BRP Pollux BESS | Planned | BRP Pollux BESS LLC | 138 kV Olsen Switching Station (#37460) | Bosque | NORTH | 2026-12-01 | OTH | BA | 163.42 |  | No
22INR0408 | BRP Pular BESS | Planned | BRP Pular BESS LLC | 8963 Hidalgo Energy Center 138kV | Hidalgo | SOUTH | 2027-12-01 | OTH | BA | 233.1 |  | No
23INR0094 | BRP Pyxis BESS | Planned | BRP Pyxis BESS LLC | tap 138kV 1009 Yucca - 11197 Sand Tank Pod | Ward | WEST | 2025-12-01 | OTH | BA | 206.87 |  | No
22INR0423 | BRP Quela BESS | Planned | BRP Quela BESS LLC | Tap 138kV 5110 J.T. Deely - 5294 Martinez | Bexar | SOUTH | 2025-12-01 | OTH | BA | 303.74 |  | No
23INR0075 | BRP Rhine BESS | Planned | BRP Rhine BESS LLC | Tap 345kV 11188 QUARRYFLD - 11010 WOLF | Ward | WEST | 2025-12-01 | OTH | BA | 206.89 |  | No
23INR0140 | BRP Seine BESS | Planned | BRP Seine BESS LLC | 60500 Edith Clarke 345kV | Foard | WEST | 2027-12-01 | OTH | BA | 301.69 |  | No
23INR0143 | BRP Sepik BESS | Planned | BRP Sepik BESS LLC | tap 138kV 11342 Loraine South – 1032 Morgan Creek | Mitchell | WEST | 2028-03-01 | OTH | BA | 200.85 |  | No
23INR0330 | BRP Snowdon BESS | Planned | BRP SNOWDON BESS LLC | 23914 Tule Canyon Substation 345kV | Briscoe | PANHANDLE | 2026-07-01 | OTH | BA | 410.94 |  | No
24INR0111 | BRP Triton BESS | Planned | BRP Triton BESS LLC | 138 kV Comanche Switch Substation (#1441) | Comanche | NORTH | 2026-12-01 | OTH | BA | 205.36 |  | No
23INR0279 | BRP Trivor BESS | Planned | BRP Trivor BESS LLC | 1272 Fullerton 138kV | Andrews | WEST | 2027-12-01 | OTH | BA | 202.34 |  | No
23INR0278 | BRP Tucana BESS | Planned | BRP Tucana BESS LLC | 1157 Andrews County South 138kV | Andrews | WEST | 2028-03-01 | OTH | BA | 206.98 |  | No
23INR0071 | BRP Volans BESS | Planned | BRP Volans BESS LLC | 11189 Quarry Field SW - 1074 Wink 138kV | Winkler | WEST | 2027-12-01 | OTH | BA | 206.88 |  | No
24INR0096 | BRP Volga BESS | Planned | BRP Volga BESS LLC | 138 kV Seagoville Switch Substation (#2434; ONCOR) | Dallas | NORTH | 2027-12-01 | OTH | BA | 174.63 |  | No
23INR0357 | BRP Yarra BESS | Planned | BRP Yarra BESS LLC | 138 kV Lake Crest bus #(12492) | Dallas | NORTH | 2025-12-01 | OTH | BA | 205.36 |  | No
24INR0131 | BRP Zelus BESS | Planned | BRP Zelus BESS LLC | the 138 kV Zapata Substation (#8299; AEP) | Zapata | SOUTH | 2027-12-01 | OTH | BA | 206.96 |  | No
24INR0350 | Brushwood Energy Storage | Planned | Flagtail LLC | Tap 345kV 44645 Singleton - 40600 Roans Prairie | Grimes | NORTH | 2026-12-31 | OTH | BA | 203.78 |  | No
26INR0405 | Buffalo Creek BESS | Planned | Orsted Onshore North America LLC | 44090 Cedar Creek 345kV | Fort Bend | HOUSTON | 2026-06-01 | OTH | BA | 256.68 |  | No
24INR0274 | Bufflehead BESS | Planned | Black Mountain Energy Storage II | 2475 Lavon Switch 138kV | Collin | NORTH | 2026-07-06 | OTH | BA | 200 | 2024-04-10 | No
26INR0284 | Burgundy BESS | Planned | Burgundy BESS, LLC | 69 kV Prairie Hill (Bus# 107) | Limestone | NORTH | 2027-07-01 | OTH | BA | 102.48 |  | No
23INR0103 | Burksol BESS | Planned | Burksol LLC | 59904 Cottonwood 345kV | Dickens | PANHANDLE | 2025-01-24 | OTH | BA | 103.27 | 2022-11-17 | Yes
24INR0319 | Burro Loco Energy Storage | Planned | VESI | 8626 Resaca 69kV | Cameron | COASTAL | 2026-12-01 | OTH | BA | 25.14 |  | No
26INR0354 | Butterfield Energy Storage | Planned | Butterfield Energy Storage LLC | 575 Jack Electric 345kV | Jack | NORTH | 2026-11-01 | OTH | BA | 207.6 |  | No
23INR0336 | Bypass Battery Storage | Planned | Bypass BESS LLC | 44000 W_A_P__POI5A 345 kV | Fort Bend | HOUSTON | 2025-12-15 | OTH | BA | 206.9 | 2023-12-04 | Yes
22INR0388 | Cachi BESS | Planned | BRP Cachi BESS LLC | 7680 Clear Springs 138kV | Guadalupe | SOUTH | 2025-03-31 | OTH | BA | 205.46 | 2021-06-11 | Yes
25INR0347 | Cadet Storage | Planned | TX BESS 5, LLC | Tap 69kV 32864 BRYN_ATK69 to 32873 BRYN SHADY | Brazos | NORTH | 2026-04-01 | OTH | BA | 104.42 |  | No
25INR0346 | Cado Storage | Planned | Cado Storage, LLC | Tap 138 kV Line from Braunig East (#5030) to Highland Hills (#5205) | Bexar | SOUTH | 2029-04-06 | OTH | BA | 205.51 |  | No
26INR0448 | Cairos Storage 2 | Planned | Cairos Solar, LLC | 7425 ODLAW SWITCH 138kV | Kinney | SOUTH | 2026-12-31 | OTH | BA | 184 |  | No
22INR0490 | Callisto I Energy Center | Planned | Callisto I energy center LLC | 47150 HO Clarke 138kV | Harris | HOUSTON | 2024-07-11 | OTH | BA | 206.4 | 2022-04-07 | Yes | 2024-04-30 | 2024-05-06
22INR0558 | Callisto II Energy Center | Planned | Callisto II Energy Center LLC | 47150 HO Clarke 138kV | Harris | HOUSTON | 2025-12-10 | OTH | BA | 406.06 | 2023-12-11 | Yes
23INR0480 | Camellia Storage | Planned | Camellia Storage Project LLC | Tap 138 kV 8358 NORTH MERCEDES - 8327 HARLINGEN 138 kV | Hidalgo | SOUTH | 2025-06-01 | OTH | BA | 90.76 |  | No
25INR0160 | Canvasback BESS | Planned | Black Mountain Energy Storage II | 8155 SANDCRAB4A | Calhoun | COASTAL | 2027-06-15 | OTH | BA | 150.5 | 2024-05-08 | Yes
26INR0180 | Cape Rich BESS | Planned | Cape Rich BESS | 3387 Revolution Switch 138kV | Navarro | NORTH | 2026-09-01 | OTH | BA | 150.52 |  | No
24INR0436 | Carambola BESS | Planned | SMT McAllen II LLC | North Mcallen 138 kV Substation (N_MCALLN, Bus#8368) | Hidalgo | SOUTH | 2026-05-31 | OTH | BA | 97.43 | 2023-07-31 | Yes
22INR0353 | Carina BESS | Planned | BRP Carina BESS LLC | 88479 (138 kV CRINAPOI4A) | Nueces | COASTAL | 2025-03-19 | OTH | BA | 154.11 | 2021-08-03 | Yes
25INR0550 | Carolina Storage Friendswood | Planned | CSE Storage, LLC | TAP 138kV 39010 HASTINGS - 38980 FRIENDSWOOD | Brazoria | COASTAL | 2025-12-14 | OTH | BA | 105.08 |  | No
25INR0629 | Carolina Storage Midland | Planned | CSE Storage, LLC | Tap 345 KV line between Midland East (1021) and Falcon Seaboard (1025) sub stations. | Howard | WEST | 2028-03-15 | OTH | BA | 203.1 |  | No
25INR0611 | Carolina Storage Odessa | Planned | CSE STORAGE, LLC | 1058 LONGSHORE 345kV | Howard | WEST | 2027-04-20 | OTH | BA | 202.05 |  | No
25INR0628 | Carolina Storage Wichita Falls | Planned | CSE Storage, LLC | Tap 345kV 1422 Bowman - 1458 Cobb Switch | Wichita | WEST | 2027-09-22 | OTH | BA | 202 |  | No
26INR0302 | Carolina Storage Young County | Planned | CSE STORAGE, LLC | TAP 138 KV BUS AND CREAT NEW BUS BETWEEN MURRAY (792) AND GRAHAM SES (1431) COUNTY : YOUNG | Young | WEST | 2027-09-22 | OTH | BA | 104.4 |  | No
27INR0243 | Carpenter Energy Storage | Planned | Horizon Energy Storage Green Field | Channelview 1 ( 40280) 138kV Substation | Harris | HOUSTON | 2027-05-31 | OTH | BA | 203.2 |  | No
23INR0494 | Cartwheel BESS 1 | Planned | Cartwheel BESS, LLC | Tap 345kV 1697 Sulphur Springs Switch – 2464 Cash Switch | Hopkins | NORTH | 2025-07-31 | OTH | BA | 156.91 | 2023-11-10 | Yes
23INR0495 | Cartwheel BESS 2 | Planned | RWE Renewables | Tap 345kV 1697 Sulphur Springs Switch – 2464 Cash Switch | Hopkins | NORTH | 2025-06-15 | OTH | BA | 156.91 |  | No
25INR0475 | Castle Corral BESS | Planned | Castle Corral BESS, LLC | 345 kV Russell Gap Switching Station Bus #3348 | Mills | NORTH | 2026-09-14 | OTH | BA | 201.1 |  | No
23INR0358 | Castor BESS | Planned | BRP Castor BESS LLC | 138 kV West Columbia Local Substation (#39530) | Brazoria | COASTAL | 2025-06-01 | OTH | BA | 205.39 | 2023-02-15 | Yes
24INR0394 | CATHODE BESS | Planned | CED Development Inc. | 76635 King Mountain 138kV | Upton | WEST | 2026-12-31 | OTH | BA | 150 |  | No
24INR0610 | Century BESS | Planned | ESTX-PLD-GRANDPRAIRIE1, LLC | Site Address: 3601 Allen Ave Arlington TX 76014 and this project will be connected to Station Name: CENTURY TSP Station Code: CNTRY Load Name or Load Transformer name: LD6188 Bus#: 1930 Voltage: 345 kV | Tarrant | NORTH | 2024-10-31 | OTH | BA | 9.88 | 2023-04-14 | Yes
27INR0206 | Chacon Creek | Planned | Cattlemen BESS LLC | (#8962) LYTLE4A 138KV | Medina | SOUTH | 2027-10-31 | OTH | BA | 181.9 |  | No
25INR0138 | Champaign BESS | Planned | Champaign BESS, LLC | Tap 138kV Shaw POD (18664) – Desert Wind Sub (11222) | Glasscock | WEST | 2026-09-14 | OTH | BA | 201.13 |  | No
21INR0260 | Chariot Storage | Planned | Chariot Storage LLC | tap 69kV 99 Ben Hur - 107 Prairie Hill | Limestone | NORTH | 2028-02-29 | OTH | BA | 50 |  | No
24INR0588 | Cisco BESS | Planned | HEN INFRASTRUCTURE LLC 1 | LD02/6317/CISC | Eastland | NORTH | 2024-06-28 | OTH | BA | 9.9 | 2023-07-19 | No | 2024-05-09 | 2024-05-21
24INR0591 | Citrus City BESS | Planned | SBESS TX10 LLC | Citrus City Substation Transformer # 2 Station Code - CITRUSCY Load Name - LD02 PTI Bus Number - 80123 Transmission Voltage - 138 | Hidalgo | SOUTH | 2025-01-22 | OTH | BA | 9.9 | 2024-02-02 | Yes
24INR0294 | Citrus Flatts BESS | Planned | Citrus Flatts Energy Center, LLC | 80022 Oleander 138kV | Cameron | COASTAL | 2026-02-25 | OTH | BA | 100.8 | 2023-09-08 | Yes
24INR0439 | Citrus Grove Energy Storage | Planned | SANTA ANA ENERGY STORAGE I LLC | 8354 Weslaco Switch 138kV | Hidalgo | SOUTH | 2026-01-01 | OTH | BA | 204.93 |  | No
25INR0271 | City Breeze BESS | Planned | City Breeze BESS LLC | 8111 MAGILL4A 138KV | Matagorda | COASTAL | 2026-07-15 | OTH | BA | 140.6 | 2024-05-15 | Yes
24INR0500 | Claire BESS | Planned | BRP Blue Topaz 3, LLC | 40011 Cedar Bayou 138kV | Harris | HOUSTON | 2026-11-30 | OTH | BA | 406.01 |  | No
26INR0374 | Cobra Clean Energy Center | Planned | Cobra Clean Energy Center LLC | 42960 Mustang Bayou 138 kV | Brazoria | COASTAL | 2028-01-31 | OTH | BA | 100.4 |  | No
23INR0322 | Columbus Storage | Planned | EDP Renewables North America LLC | 78103 Nada Substation 138kV | Colorado | SOUTH | 2026-03-15 | OTH | BA | 51.3 |  | No
23INR0425 | Coneflower Storage Project | Planned | Coneflower Storage Project LLC | 40855 JORDON 138 kV | Chambers | HOUSTON | 2027-02-03 | OTH | BA | 178.92 | 2024-03-25 | Yes
23INR0403 | Connolly Storage | Planned | BT Connolly Storage, LLC | Tap 138kV 1568 Allison – 11568 Flatwood | Wise | NORTH | 2024-08-23 | OTH | BA | 125.36 | 2023-02-27 | Yes | 2024-06-19 | 2024-07-08
25INR0566 | Copano Bay Energy Storage | Planned | Copano Bay Energy Storage, LLC | Tap 138kV 42980 Nash - 44010 WA Parish Ckt 2 | Brazoria | COASTAL | 2026-06-15 | OTH | BA | 201.04 |  | No
27INR0195 | CORRUSCANT BESS | Planned | AEU Battery Project III LLC | Tap 345kV 59904 COTTONWOOD - 60500 EDITHCLA7A | Dickens | PANHANDLE | 2027-04-18 | OTH | BA | 337.35 |  | No
27INR0102 | Cottonseed Energy Storage | Planned | Cottonseed Energy Storage LLC | South Lane City and PSEE # is 43190 | Wharton | SOUTH | 2027-04-20 | OTH | BA | 207.6 |  | No
26INR0259 | Cottontail Energy Center | Planned | Mission Clean Energy LLC | 7258 Glidden Substation 138kV | Colorado | SOUTH | 2027-10-19 | OTH | BA | 200.85 |  | No
26INR0035 | Country Haven Energy Storage | Planned | 174 Power Global Properties, LLC | 138 kV Lone Oak substation (Bus #6871) | Rains | NORTH | 2026-06-15 | OTH | BA | 72.05 |  | No
27INR0151 | Coyote Den Storage | Planned | Coyote Den Energy Center, LLC | The Kenedy Switching Station #2 (#8186) to Rosata POD (#8153) Line ; AEP | Karnes | SOUTH | 2028-09-30 | OTH | BA | 156.61 |  | No
25INR0642 | Crockett BESS1 | Planned | ESTX-PLD-HOUSTON1, LLC | Station Name: Crockett TSP Station Code: CR Load Name or Load Transformer name: TR1 Bus#: 47571 Voltage: 138 kV | Harris | HOUSTON | 2024-12-13 | OTH | BA | 9.95 | 2023-10-10 | Yes
24INR0546 | Crosby BESS | Planned | Harris Centerpoint BESS LLC | Station Name: TSP STATION CODE = CS Load Transformer name = TR3 Bus#: PTI Bus number = 40390 Voltage: Transmission level kV = 138 KV | Harris | HOUSTON | 2024-10-28 | OTH | BA | 9.9 | 2023-10-31 | Yes
23INR0372 | Cross Trails Storage | Planned | Cross Trails Energy Storage Project, LLC | 60090 WKN Breaker 69kV | Scurry | WEST | 2025-04-25 | OTH | BA | 58.29 | 2024-07-18 | Yes
24INR0405 | Crowned Heron BESS | Planned | RWE Renewables | WA Parish 345 kV Bus #44000 | Fort Bend | HOUSTON | 2025-07-31 | OTH | BA | 154.2 | 2023-06-26 | Yes
24INR0493 | Crowned Heron BESS 2 | Planned | RWE Renewables | WA Parish 345 kV Bus #44000 | Fort Bend | HOUSTON | 2025-07-31 | OTH | BA | 150 |  | No
27INR0015 | Cumbia Energy Center | Planned | Mission Clean Energy LLC | 8485 Westside Bulk 138kV substation, owned by AEP Texas Central Co., bus number # | Nueces | COASTAL | 2026-12-31 | OTH | BA | 200 |  | No
24INR0178 | Cumulus Grid BESS | Planned | Cumulus Grid, LLC | 1906 Venus Switch Substation 345kV | Ellis | NORTH | 2027-06-01 | OTH | BA | 210.74 |  | No
23INR0523 | Damon BESS | Planned | Baccharis Storage LLC | Station Name: DA Load/Load Transformer Name: TR1 PTI BUS number: 42370 Voltage in kV (Transmission Level): 138 kV | Brazoria | COASTAL | 2024-10-01 | OTH | BA | 4.98 | 2022-10-18 | Yes | 2024-04-22
23INR0603 | Damon BESS 2 | Planned | IEP Tejas Verde LLC | 9.99 MW 50 MWh battery energy storage project connecting at 12.47kV Damon (DA) substation. Station Name (TDSP Station Code): DA Load/Load Transformer Name: TR2 PTI BUS number: 42370 Voltage in kV (Transmission Level): 138 kV | Brazoria | COASTAL | 2025-03-12 | OTH | BA | 9.99 | 2023-10-06 | Yes
25INR0554 | Dan Kearney BESS | Planned | Dan Kearney BESS LLC | 39703 TNFM524 138kV | Brazoria | COASTAL | 2025-06-01 | OTH | BA | 200.78 |  | No
25INR0510 | Deer BESS | Planned | GRS BESS Texas Two | 1687 BLOOSOM_T8 138kV | Lamar | NORTH | 2025-10-31 | OTH | BA | 102.31 |  | No
23INR0195 | Desert Willow BESS | Planned | Desert Willow Energy Storage, LLC | tap 345kV 1906 Venus_S5 - 1916 LiggettA1_5 | Ellis | NORTH | 2025-02-03 | OTH | BA | 154.4 | 2023-05-15 | Yes
24INR0128 | Desna BESS | Planned | BRP Desna BESS LLC | 39703 TNP FM524 138kV | Brazoria | COASTAL | 2025-06-01 | OTH | BA | 205.46 | 2023-09-15 | Yes
24INR0397 | Destiny Storage | Planned | Destiny Storage, LLC | Tap 138kV 40390 Crosby - 40680 Placid Ckt 86 | Harris | HOUSTON | 2026-01-31 | OTH | BA | 205.57 | 2023-09-20 | Yes
27INR0149 | Diablo Campo Storage | Planned | Diablo Campo Energy Center, LLC | The Coleto Greek (#8164) to Pawnee Switching Station (#5725) ; LCRA | Goliad | SOUTH | 2029-09-30 | OTH | BA | 313.54 |  | No
26INR0428 | Diamond Cowboy Storage | Planned | Diamond B Storage, LLC | Tap 345kV 8249 Angstrom - 8624 Grissom | San Patricio | COASTAL | 2028-06-01 | OTH | BA | 103.5 |  | No
25INR0386 | Diaz BESS | Planned | BRP Blue Topaz 10, LLC | 8950 Olmito 138kV | Cameron | COASTAL | 2025-09-01 | OTH | BA | 244 |  | No
22INR0325 | Dickens BESS | Planned | BRP INTERMEDIATECO I LLC | 59904 Cottonwood 345kV | Dickens | PANHANDLE | 2024-06-20 | OTH | BA | 200.8 | 2020-11-02 | Yes | 2024-03-26 | 2024-05-21
25INR0441 | Dios BESS | Planned | Dios BESS, LLC | 8117 GANADO138kV | Jackson | SOUTH | 2025-12-31 | OTH | BA | 201.08 |  | No
23INR0219 | Dogfish BESS | Planned | Dogfish ESS Assets, LLC | tap 138kV 38331 TN Alamo St – 38455 TN Holiday | Pecos | WEST | 2025-04-16 | OTH | BA | 77.4 | 2023-06-01 | Yes
25INR0139 | Dolce BESS | Planned | Dolce BESS, LLC | Tap 138kV 1189 BARBER_LK1_8 - 19520 CHINAGRVX2_8 | Mitchell | WEST | 2026-09-01 | OTH | BA | 100.65 |  | No
25INR0495 | Dolomite Storage | Planned | BT Wilson Storage, LLC | 218 Rockett 69kV | Ellis | NORTH | 2026-12-01 | OTH | BA | 125.7 |  | No
24INR0476 | DOS RIOS ENERGY STORAGE SLF | Planned | DOS RIOS SOLAR, LLC | TAP 69 KV 61 BRANCHVILLE -- 65 SILVER CITY | Milam | SOUTH | 2027-03-15 | OTH | BA | 164.5 |  | No
26INR0393 | Dove Wing Storage | Planned | Dove Run Solar Project, LLC | Tap 138kV 8510 Falfurriass - 8695 Crestonio | Duval | SOUTH | 2028-07-31 | OTH | BA | 122.41 |  | No
25INR0402 | Driet BESS | Planned | Weimar BESS | 7254 WEIMAR8 138kV | Colorado | SOUTH | 2026-06-01 | OTH | BA | 150.52 |  | No
23INR0310 | Dunkel BESS | Planned | Momentum Energy Storage Partners | 59156 Yellow House Canyon 115kV | Lubbock | PANHANDLE | 2026-04-03 | OTH | BA | 225 |  | No
27INR0085 | Eagle Claw Energy Center | Planned | Cypress Energy Center, LLC | 30.615932, -95.962023 - Singleton (Bus #44645) - Zenith (Bus #44900) Circuit #98 345 kV Line | Grimes | NORTH | 2027-03-15 | OTH | BA | 200.84 |  | No
25INR0202 | East West BESS | Planned | Black Mountain Energy Storage II, LLC | 7750 LCRA MOUNTAIN HOME SUB | Kerr | SOUTH | 2026-12-15 | OTH | BA | 120.96 |  | No
24INR0635 | Ebony Energy Storage Repowering | Planned | Ebony Energy Storage, LLC | 5180 Green Mountain 138kV | Comal | SOUTH | 2024-08-26 | OTH | BA | 5 |  | No
21INR0280 | Edgewater Storage | Planned | Edgewater Battery Storage LLC | 210 Reagor Springs 69kV | Ellis | NORTH | 2028-02-29 | OTH | BA | 50 |  | No
25INR0372 | Elan BESS | Planned | Elan BESS, LLC | 42380 Needville 138kV | Fort Bend | HOUSTON | 2025-12-31 | OTH | BA | 202.65 |  | No
24INR0393 | ELECTRODE BESS | Planned | CED Development Inc. | Castillo Substation, Bus number : 76040 | Upton | WEST | 2026-12-31 | OTH | BA | 150 |  | No
25INR0103 | Elio BESS | Planned | Elio Energy LLC | Tap 138kV 42980 Nash - 44010 Wa Parish circuit 02 | Brazoria | COASTAL | 2026-12-02 | OTH | BA | 317.2 |  | No
25INR0363 | Emerald Hill Energy Storage | Planned | Emerald Hill Energy Storage LLC | Desoto Switch (2431) - Cedar Hill Switch (2420) 345kV Line | Dallas | NORTH | 2026-09-14 | OTH | BA | 261.02 |  | No
24INR0659 | Empire Central BESS | Planned | SMT Dallas III LLC | Station name: EMPCT, Load name: LDLXFMR2, XFMR Number: 2, Bus Number:2799, Voltage: 138kV | Dallas | NORTH | 2024-11-19 | OTH | BA | 9.95 |  | No
26INR0231 | Energy City BESS | Planned | Energy City BESS LLC | Tap 138kV 1179 Texaco Tap - 1200 Mariensfield | Midland | WEST | 2027-03-15 | OTH | BA | 204.9 |  | No
22INR0401 | Eval Storage | Planned | Hecate Grid East Valley Storage LLC | 80229 Cavazos 138kV | Cameron | COASTAL | 2025-12-31 | OTH | BA | 255 | 2022-02-03 | Yes
26INR0260 | Evans Creek Energy Storage | Planned | Evans Creek Energy Storage LLC | Comstock 138kV Substation (PSSE Bus #8683) | Val Verde | WEST | 2026-06-30 | OTH | BA | 102.96 |  | No
24INR0460 | Evelyn Battery Energy Storage System | Planned | Evelyn Energy Storage LLC | Hidden Lakes 138kV (38900) | Galveston | HOUSTON | 2025-05-06 | OTH | BA | 221.3 | 2023-09-14 | Yes
25INR0141 | Fairgreen BESS | Planned | Fairgreen BESS, LLC | Tap 138kV 1322 BIGSPRIG_8 - 11351 HILLCREST_8 | Howard | WEST | 2026-09-14 | OTH | BA | 201.13 |  | No
26INR0033 | Fairway Storage | Planned | Fairway Storage LLC | Tap 138kV 3503 FAIRWPOD_8 - 196 FAIRFIELD | Freestone | NORTH | 2026-05-31 | OTH | BA | 121.03 |  | No
26INR0116 | Falcon Zapata Storage 138 | Planned | Falcon BESS, LLC | Tap 138kV 8299 Zapata - 8957 Lopeno | Zapata | SOUTH | 2026-05-31 | OTH | BA | 200.79 |  | No
24INR0593 | Falfur BESS | Planned | Regis Falfurrias, LLC | Connected to AEP 12.47kV Station Name (TDSP Station Code): FALFUR Load/Load Transformer Name: R1 PTI Bus Number: #8510 Voltage in kV (Transmission Level): 138kV | Brooks | SOUTH | 2025-02-15 | OTH | BA | 9.8 | 2024-06-21 | Yes
23INR0620 | Falfurrias BESS | Planned | HEN INFRASTRUCTURE LLC 1 | FALFUR/2_138_12/8510 | Brooks | SOUTH | 2024-08-23 | OTH | BA | 9.9 | 2023-04-10 | Yes | 2024-05-09 | 2024-05-21
23INR0618 | Farmersville West BESS 2 | Planned | SBESS TX 7 LLC | Station Name: Farmersville West TNP Substation Station Code: FRMRSVLW PTI Bus#: 37291 Load Transformer Name: FRMVW_3 Transmission Level Voltage: 138 kV | Collin | NORTH | 2024-11-11 | OTH | BA | 9.9 | 2024-04-05 | Yes
24INR0374 | Farrier Station Energy Storage | Planned | Farrier Station Energy Storage Project, LLC | MONTICELLO SES (BUS# 1696) - ALLEN SWITCH (BUS# 2514) | Hopkins | NORTH | 2026-12-01 | OTH | BA | 409.9 |  | No
22INR0422 | Ferdinand Grid BESS | Planned | Ferdinand Grid, LLC | 5260 Leon Creek 138kV | Bexar | SOUTH | 2026-05-01 | OTH | BA | 201.2 | 2022-11-28 | Yes
25INR0380 | Fike BESS | Planned | BRP Blue Topaz 9, LLC | 5754 Aderhold 138kV | Hidalgo | SOUTH | 2025-09-01 | OTH | BA | 200.83 |  | No
26INR0293 | Firefly Power | Planned | Firefly Power LLC | 1880 Rocky Creek 345kV | Tarrant | NORTH | 2027-04-15 | OTH | BA | 401.18 |  | No
26INR0226 | First Capitol BESS | Planned | First Capitol BESS, LLC | Tap 138kV West Columbia Main (39500) - Sweeny Cogen (110505) | Brazoria | COASTAL | 2025-12-31 | OTH | BA | 256.2 |  | No
22INR0515 | Flagtail BESS | Planned | Flagtail LLC | Tap 138kV 5 Sandy Switch - 7 Sandy | Grimes | NORTH | 2026-07-01 | OTH | BA | 203.8 |  | No
27INR0304 | Fletcher BESS | Planned | Archer Energy Center, LLC | 44630 Garth Substation 138 kV | Harris | HOUSTON | 2027-07-02 | OTH | BA | 309.92 |  | No
26INR0218 | Fort Chadbourne Cattle BESS | Planned | Fort Chadbourne BESS | AEP Fort Chadbourne 138 kv substation (#6324) | Coke | WEST | 2026-04-01 | OTH | BA | 50.23 |  | No
25INR0339 | Fort Concho Energy storage | Planned | Rocky Mountain Energy Development, LLC | Tap 138 kV #76320 Schkade - #76011 Twin Buttes Line; LCRA | Tom Green | WEST | 2026-02-16 | OTH | BA | 251.15 |  | No
23INR0350 | Fort Duncan BESS | Planned | Fort Duncan BESS LLC | 78015 Rosita Creek ROSICR 138kV will be at the new LCRA TSC Sunglow Substation | Maverick | SOUTH | 2025-06-01 | OTH | BA | 101.52 | 2022-12-12 | Yes
23INR0500 | Fort Mason BESS | Planned | Regis Mason LLC | Station Name (TDSP Station Code): FORTMA; Load/Load Transformer Name: T1-FM140; PTI BUS number: 76390; Voltage in kV (Transmission Level): 138kV Transformer: 3x 4000kVA 800VAC Δ - 12.47kVA Υ | Mason | SOUTH | 2024-09-30 | OTH | BA | 9.8 | 2023-01-10 | Yes
24INR0498 | Fort Watt Storage | Planned | Fort Watt Storage, LLC | Tap 138kV 1933 Kennedale - 2208 Mansfield | Tarrant | NORTH | 2026-09-15 | OTH | BA | 201.4 |  | No
25INR0190 | Fortissimo BESS | Planned | Fortissimo BESS, LCC | 741 Dyemound 138kV | Montague | NORTH | 2028-04-24 | OTH | BA | 202.65 |  | No
23INR0308 | Fowler Ranch Storage | Planned | Crane BESS, LLC | 76025 Castle Mountain 138kV | Crane | WEST | 2026-02-01 | OTH | BA | 26.07 |  | No
26INR0107 | Freedom Falcon BESS | Planned | Falcon BESS, LLC | Tap 345kV 80307 Delsol - 80225 Cenizo CKT#2 | Zapata | SOUTH | 2026-05-31 | OTH | BA | 501.9 |  | No
24INR0516 | French Riviera Storage | Planned | Arana Creek Battery Storage LLC | 5646 Riviera Substation 69kV | Kleberg | COASTAL | 2028-05-01 | OTH | BA | 75 |  | No
24INR0413 | Furay Battery Energy Storage System | Planned | Blue Topaz 1, LLC | Tap 138kV 45660 Jonte substation – 46332 Scenic Woods Tapping both radial lines. | Harris | HOUSTON | 2026-11-24 | OTH | BA | 304 |  | No
23INR0204 | GALVANIC BESS | Planned | CED Development Inc | 8252 Bracketville 138kV | Kinney | SOUTH | 2025-11-30 | OTH | BA | 100 |  | No
26INR0417 | GAMAY ENERGY STORAGE | Planned | GAMAY ENERGY STORAGE LLC | Tap 138 kV Line from TNFM524 (39703) to West Columbia Main (39500), in Brazoria County. | Brazoria | COASTAL | 2026-05-15 | OTH | BA | 418.6 |  | No
27INR0139 | Gatsby Energy Storage | Planned | Gatsby Energy Storage LLC | Fort Lancaster 138 kV Substation (PSSE Bus #76579) | Pecos | WEST | 2027-03-31 | OTH | BA | 103.36 |  | No
26INR0559 | Georgia-Lynn BESS | Planned | Concurrent Holdco LLC | 80064 CHOCBAYU4A 138 kV | Victoria | SOUTH | 2026-12-01 | OTH | BA | 108.7 |  | No
25INR0666 | GIBSON BRANCH BESS | Planned | Gibson Branch BESS LLC | 7064 Lampasas Substation 138kV | Lampasas | NORTH | 2025-12-20 | OTH | BA | 142.9 |  | No
23INR0239 | Giga Texas Energy Storage | Planned | Giga Texas Energy, LLC. | 7047 Hornsby 345kV | Travis | SOUTH | 2024-06-29 | OTH | BA | 131.05 | 2021-12-03 | Yes | 2023-12-13 | 2024-02-26
25INR0656 | Gilleys Energy Storage | Planned | Gilleys Energy Storage, LLC | Tap 345 kV 1730 West Krum - 6111 Riley CKT 1 | Wise | NORTH | 2025-12-20 | OTH | BA | 306.4 |  | No
27INR0209 | Goby Energy Center | Planned | Goby Energy Center | Tap 138kV line 44390 Karsten - 44721 Thompsons | Brazoria | COASTAL | 2027-06-30 | OTH | BA | 200.65 |  | No
25INR0100 | Goldeneye BESS | Planned | Black Mountain Energy Storage II | 3423 KILLEEN Switch 138 KV | Bell | NORTH | 2026-07-06 | OTH | BA | 201.6 | 2024-02-26 | No
26INR0505 | Goldhill Energy Storage | Planned | Goldhill Energy Storage LLC | 8146 Big Three Substation 138KV | Victoria | SOUTH | 2026-09-30 | OTH | BA | 200.58 |  | No
26INR0222 | GOTHAM BESS | Planned | AEU BATTERY PROJECT IV LLC | 5640 DRISCOLLSUB9 69kV | Nueces | COASTAL | 2026-01-23 | OTH | BA | 151.2 |  | No
23INR0166 | Great Kiskadee Storage | Planned | Great Kiskadee Storage, LLC | 8951 Stewart Rd 138kV | Hidalgo | SOUTH | 2024-09-06 | OTH | BA | 103.05 | 2022-06-30 | Yes | 2024-07-10
25INR0230 | Great Rock BESS | Planned | Black Mountain Energy Storage II | Tap 345kV 46020 Limestone - 967 Gibbon Creek Ckt 18 | Leon | NORTH | 2026-12-15 | OTH | BA | 300.9 |  | No
23INR0539 | Gregory BESS | Planned | Regis Gregory, LLC | Station Name: Gregory TSP Station Code: GREGORY Load Transformer name: LOAD2 Bus#: 8421 Voltage in kV (Transmission Level): 69kV | San Patricio | COASTAL | 2024-11-11 | OTH | BA | 9.9 | 2022-10-07 | Yes | 2024-07-01 | 2024-07-11
24INR0616 | GridGuardian BESS | Planned | SMT Temple BESS LLC | 3412 TEMPLE PECAN CREEK 345kV | Bell | NORTH | 2027-04-19 | OTH | BA | 227.99 |  | No
23INR0343 | Guajillo Energy Storage | Planned | Guajillo Energy Storage LLC | 80219 Lobo Substation 345kV | Webb | SOUTH | 2025-07-30 | OTH | BA | 204.8 | 2021-12-21 | Yes
24INR0352 | Guinness BESS | Planned | Momentum Energy Storage Partners,LLC | Tap 138kV 7520 BERTRA - 7522 ANDICE | Williamson | SOUTH | 2027-04-15 | OTH | BA | 100.51 |  | No
24INR0491 | Gunnar BESS | Planned | BRP Blue Topaz 6, LLC | 8029 CLOSNER4A 138kV | Hidalgo | SOUTH | 2025-12-01 | OTH | BA | 203 | 2023-09-22 | Yes
23INR0485 | Hacienda Storage | Planned | Galveston Energy Storage LLC | 38745 Attwater 138kV | Galveston | HOUSTON | 2026-06-09 | OTH | BA | 209.14 |  | No
24INR0569 | Hadrian Energy Storage | Planned | Hadrian Energy Storage, LLC | Line Tap 138kV #43012 NEWGLF60T3_8 - #43190 S_LANE_B138 | Wharton | SOUTH | 2026-06-15 | OTH | BA | 101.2 |  | No
25INR0241 | Halcon Storage | Planned | TX BESS A LLC | Tap 138kV 8957 Central Lopeno - 80106 Falcon Dam | Starr | SOUTH | 2025-06-01 | OTH | BA | 132.65 |  | No
24INR0494 | Hana Springs BESS | Planned | Black Mountain Energy Storage II LLC | 7064 LAMPASAS 138KV | Lampasas | NORTH | 2025-05-31 | OTH | BA | 100.8 |  | No
25INR0456 | Harden BESS | Planned | BRP Blue Topaz 14, LLC | 7671 Macedonia 138kV | Waller | HOUSTON | 2025-09-01 | OTH | BA | 301.29 |  | No
24INR0572 | Harlingen III BESS | Planned | SMT Harlingen III LLC | 8320 WEST HARLINGEN 69kV | Cameron | COASTAL | 2026-08-15 | OTH | BA | 110 |  | No
22INR0469 | Harper Energy Storage | Planned | VESI 31 LLC | Tap 138kV 8314 La Palma - 80229 Villa Cavazos | Cameron | COASTAL | 2026-02-02 | OTH | BA | 82.42 |  | No
26INR0282 | Haute Stockage | Planned | Haute Stockage, LLC | 345 kV Cook Field Road Switch (Bus# 1442) | Shackelford | WEST | 2027-04-03 | OTH | BA | 307.32 |  | No
25INR0376 | Hawkins BESS | Planned | BRP BLUE TOPAZ 7, LLC | 85005 ELGATO4A 138 kV | Hidalgo | SOUTH | 2025-09-08 | OTH | BA | 150.45 |  | No
25INR0135 | Hayrick BESS | Planned | Gransolar Texas Five LLC | 6351 Nicole 138kV | Coke | WEST | 2027-02-15 | OTH | BA | 113.9 |  | No
23INR0401 | Headcamp BESS | Planned | Momentum Headcamp LLC | tap 138kV 38331 TN Alamo St – 38455 TN Holiday | Pecos | WEST | 2025-06-16 | OTH | BA | 152.88 | 2024-02-16 | Yes
24INR0596 | Hearn Road BESS | Planned | Regis Hearn Road, LLC | Station Name (TSP Station Code): Hearn Road(5021) Load/Load Transformer Name: R2 PTI Bus Number: 8860 Voltage in kV (Transmission Level): 69kV | Nueces | COASTAL | 2025-01-15 | OTH | BA | 9.9 |  | No
24INR0432 | HGP Pacesetter BESS | Planned | HGP Storage, LLC | 2431 DESSW1_5 345kV | Dallas | NORTH | 2026-04-01 | OTH | BA | 200.83 |  | No
23INR0617 | Hidden Lakes BESS | Planned | SBESS TX 6 LLC | Station Name: HDNLAKES PTI Bus#: 38900 Load XFMR Name: HDLAKE_2 Transmission Level Voltage: 138 kV | Galveston | HOUSTON | 2025-01-22 | OTH | BA | 9.9 | 2024-02-07 | Yes
24INR0419 | High Plains Storage | Planned | ROBP Holdings, LLC | 45880 Hockley 138kV | Harris | HOUSTON | 2025-10-30 | OTH | BA | 157.7 |  | No
26INR0285 | Hill Valley BESS | Planned | Hill Valley BESS, LLC | 345 kV Singleton (#44645) | Grimes | NORTH | 2026-12-01 | OTH | BA | 245.8 |  | No
25INR0395 | Hinkell BESS | Planned | Reveille BESS | 8612 Reveille 138kV | La Salle | SOUTH | 2026-05-01 | OTH | BA | 78.05 |  | No
23INR0312 | Hofbrau BESS | Planned | Momentum Energy Storage Partners, LLC | 6442 Redcreek 138kV | Tom Green | WEST | 2026-05-05 | OTH | BA | 180.72 |  | No
24INR0147 | Holy ESS | Planned | Citadel BESS LLC | 40390 Crosby 138kV | Harris | HOUSTON | 2024-10-05 | OTH | BA | 209.32 | 2022-07-29 | Yes | 2024-07-08
23INR0220 | HOPSLAM BESS | Planned | Momentum LRC Holdco LLC | 38430 White Baker TNP 138kV | Pecos | WEST | 2025-09-20 | OTH | BA | 151.11 |  | No
25INR0420 | Houston BESS | Planned | SMT Houston | Tap 138 kV LAUDER (#46002) - RITTENHOUSE (#46282) ckt 95 | Harris | HOUSTON | 2025-09-29 | OTH | BA | 227.9 |  | No
27INR0196 | Houston County BESS | Planned | Houston ESS, LLC | 138kV MUSTANG PRAIRIE (#6733) | Houston | NORTH | 2027-04-12 | OTH | BA | 125.4 |  | No
24INR0584 | Houston IV BESS | Planned | SMT Houston IV LLC | 44140 CLODINE 138kV | Harris | HOUSTON | 2026-01-07 | OTH | BA | 168.6 |  | No
24INR0557 | Hovey Energy Storage | Planned | Barilla Solar, LLC | 60385 Solstice 138kV | Pecos | WEST | 2025-05-20 | OTH | BA | 23 |  | No
22INR0327 | Hummingbird Storage | Planned | KCE TX 10, LLC | 1730 Krum 345kV | Denton | NORTH | 2024-07-10 | OTH | BA | 103.8 | 2022-02-23 | Yes | 2024-05-01 | 2024-06-24
24INR0073 | Hyacinth Storage | Planned | Hyacinth Storage, LLC | 46500 Tomball 345 kV | Harris | HOUSTON | 2030-12-25 | OTH | BA | 103.05 |  | No
22INR0372 | Hydra BESS | Planned | BRP Hydra BESS LLC | 76002 Bakersfield 345kV | Pecos | WEST | 2024-07-01 | OTH | BA | 200.8 | 2021-05-08 | Yes | 2024-04-17 | 2024-05-17
25INR0542 | Hynes Bay Energy Storage | Planned | Hynes Bay Energy Storage, LLC | Tap 138kV 5546 DANEVANG SW - 8121 BLESSING | Wharton | SOUTH | 2026-04-15 | OTH | BA | 101.2 |  | No
25INR0310 | IEP Blackhawk | Planned | IEP Texas Verde II, llc | 38740 Heights Substation 138kV | Galveston | HOUSTON | 2026-12-01 | OTH | BA | 100 |  | No
23INR0556 | IEP Orchard BESS | Planned | IEP Tejas Verde LLC | Station Name (TDSP Station Code): OR Load/Load Transformer Name :TR1 PTI BUS number: 44541 Voltage in kV (Transmission Level): 138 kV Project Size: 9.99 MW battery energy storage (BESS) system; 50 MWh connecting on CNP 34.5kV Distribution System. | Fort Bend | HOUSTON | 2024-11-22 | OTH | BA | 9.99 | 2023-08-09 | Yes
21INR0455 | Independence Trail Storage | Planned | KCE TX 16, LLC | 60501 Tesla 345kV | Childress | PANHANDLE | 2026-01-01 | OTH | BA | 100 |  | No
25INR0528 | Indigo Storage 2 | Planned | Indigo Storage 2 | tap 345 kV 68001 Claytonville – 68004 Phantom Hill Circuit 2 | Fisher | WEST | 2026-08-17 | OTH | BA | 60 |  | No
25INR0530 | Indigo Storage 4 | Planned | Indigo Storage 4 | tap 345 kV 68001 Claytonville – 68004 Phantom Hill Circuit 2 | Fisher | WEST | 2026-08-17 | OTH | BA | 60 |  | No
23INR0794 | Invictus Energy Storage | Planned | Indigo BESS LLC | 6390 FIREROCK4A 138kV | Coleman | WEST | 2028-05-31 | OTH | BA | 140.53 |  | No
25INR0208 | Iron Belt Energy Storage | Planned | Iron Belt Energy Storage Project, LLC | Long Draw (# 59900) - Volta (#59910) 345kV | Borden | WEST | 2026-07-31 | OTH | BA | 401.9 | 2023-01-16 | Yes
26INR0215 | JackGard BESS | Planned | Jackgard BESS | 1429 Jacksboro 345kV | Jack | NORTH | 2026-09-14 | OTH | BA | 200.59 |  | No
26INR0516 | Jade Flash Storage | Planned | IP Lumina BESS, LLC | 59911 MHOS 345kV | Scurry | WEST | 2026-01-31 | OTH | BA | 320 |  | No
26INR0539 | Jade Thunder Storage | Planned | IP Lumina BESS, LLC | 59911 MHOS 345kV | Scurry | WEST | 2026-01-31 | OTH | BA | 320 |  | No
26INR0247 | Jane Storage Energy Center | Planned | NMRE Holdings, LLC | 59901 Grelton 345 kV | Martin | WEST | 2026-06-01 | OTH | BA | 240.6 |  | Yes
24INR0265 | Jarvis BESS | Planned | SMT Ironman BESS LLC | 43035 Oasis Substation 345kV | Brazoria | COASTAL | 2024-12-23 | OTH | BA | 308.4 | 2022-12-15 | Yes
25INR0144 | Jasper BESS | Planned | Jasper BESS, LLC | Tap 138kV 71230 Pleasant Farms - 1236 Pegasus South | Midland | WEST | 2026-09-14 | OTH | BA | 201.13 |  | No
27INR0068 | Jerboa BESS | Planned | Jerboa Storage, LLC | Tap 138kV 8906 North Alamo - 8354 Weslaco Switching Station | Hidalgo | SOUTH | 2027-02-28 | OTH | BA | 201.08 |  | No
27INR0154 | Jim Wells ESS | Planned | Jim Wells ESS | 69kV PREMONT (#8894) | Jim Wells | SOUTH | 2027-04-01 | OTH | BA | 100.32 |  | No
25INR0455 | John Bull BESS | Planned | BRP BLUE TOPAZ 13, LLC | 8482 WEIL TRC4A 138kV | Nueces | COASTAL | 2025-09-01 | OTH | BA | 147.42 |  | No
26INR0391 | Jumping Cactus Storage | Planned | Dove Run Solar Project, LLC | 138 kV Zenaida Bus# 80043 | Duval | SOUTH | 2027-09-30 | OTH | BA | 125.37 |  | No
23INR0619 | Junction North BESS | Planned | SBESS TX 5 LLC | Station Name: New Junction Station Code: P_NEWJUNC_1_ PTI Bus#: 70600 Load XFMR Name: PEC Load ID: 1 << The planning cases do not have "Load Names" only a two character Load ID Transmission Level Voltage: 69 kV | Kimble | SOUTH | 2024-11-11 | OTH | BA | 9.9 | 2023-09-05 | Yes
25INR0513 | Kahla Storage | Planned | BT Kahla Storage, LLC | Tap 345kV 46020 Limestone 967 Gibbons Creek Circuit 50 | Leon | NORTH | 2026-04-30 | OTH | BA | 200.9 |  | No
23INR0317 | Kingfisher Energy Storage | Planned | Nopalosa Energy Storage, LLC | 80219 Lobo 345kV | Webb | SOUTH | 2025-05-31 | OTH | BA | 204.97 |  | No
24INR0541 | Kinney County Energy | Planned | Kinney County Energy, LLC | Tap 138kV 8252 Brackett4A - 78255 L_PINTCR8_1Y | Kinney | SOUTH | 2027-05-15 | OTH | BA | 101.2 |  | No
27INR0014 | Kit Fox Storage | Planned | Kit Fox Storage, LLC | 6842 WALTON 138KV | Henderson | NORTH | 2027-07-01 | OTH | BA | 153.6 |  | No
23INR0283 | Kota Battery | Planned | Kota Storage, LLC | 23900 Alibates 345kV | Carson | PANHANDLE | 2026-12-31 | OTH | BA | 200.6 |  | No
24INR0252 | Kruth Storage | Planned | Martinez Energy Storage LLC | 3319 Redland 138kV | Angelina | NORTH | 2026-03-31 | OTH | BA | 203 |  | No
24INR0260 | Lager Storage | Planned | Momentum Energy Storage Partners,LLC | 8031 Gillrina 69kV | Nueces | COASTAL | 2026-04-30 | OTH | BA | 30 |  | No
25INR0373 | LARISA BESS | Planned | ME USA PROJECT II LLC | Tap 345kV 6235 Mulberry Creek – 60791 Perigee | Jones | WEST | 2026-11-12 | OTH | BA | 418.49 |  | No
23INR0340 | Larkspur Energy Storage | Planned | Larkspur Energy Storage LLC | 71213 Benedum 138kV | Upton | WEST | 2026-05-05 | OTH | BA | 307.46 | 2022-02-28 | No
23INR0284 | Las Moras Battery | Planned | Las Moras Storage, LLC | 8252 Brackett 138kV | Kinney | SOUTH | 2025-06-01 | OTH | BA | 101 |  | No
23INR0499 | Laureles BESS | Planned | Regis Laureles LLC | Station Name (TDSP Station Code) LAURELES; Load/Load Transformer Name LD01; PTI BUS number 5756; Voltage in kV (Transmission Level) 138kV | Cameron | COASTAL | 2025-03-28 | OTH | BA | 9.8 | 2023-02-16 | Yes
23INR0467 | Lavender Storage Project | Planned | Lavender Storage Project LLC | Tap 138kV Deely (bus 5110) - Laredo (bus 5255) | Bexar | SOUTH | 2026-06-01 | OTH | BA | 231.9 |  | No
26INR0326 | Leaning Tree BESS | Planned | RamZ BESS, LLC | To Tap 345 kV Thomas Price Switch (Bus# 11523) to Clear Crossing (Bus# 60515) Line | Throckmorton | WEST | 2027-02-13 | OTH | BA | 256.1 |  | No
25INR0184 | Legato BESS | Planned | Legato Storage, LLC | 138kV #608 Crafton Substation - #620 Bowie Substation | Wise | NORTH | 2028-04-24 | OTH | BA | 202.65 |  | No
27INR0224 | Leopard BESS | Planned | Bobcat Energy Center, LLC | 8721 Beecher 138 kV | Victoria | SOUTH | 2027-07-02 | OTH | BA | 264.24 |  | No
25INR0338 | Les Energy Storage | Planned | Rocky Mountain Energy Development, LLC | Tap 138 kV 23836 Natural Dam – 1324 Big Springs West Switch | Martin | WEST | 2027-03-31 | OTH | BA | 205.1 |  | No
24INR0660 | Liggett Switch BESS | Planned | ESTX-PLD-ARLINGTON1, LLC | Station Name: Liggett Switch (LIGGETT_N8/LIGSW) Load Name or Load Transformer name: LDLXFMR1 Bus #: 1922 Voltage: 138 kV | Dallas | NORTH | 2024-12-02 | OTH | BA | 9.95 | 2023-09-13 | Yes
26INR0460 | Lightning Ridge Energy Storage | Planned | Lightning Ridge Storage LLC | Tap #1429 Jacksboro Substation 345kV | Jack | NORTH | 2027-09-15 | OTH | BA | 204.7 |  | No
22INR0338 | Limousin Oak Storage | Planned | KCE TX 15, LLC | 44645 Singleton 345kV | Grimes | NORTH | 2024-08-30 | OTH | BA | 104.62 | 2022-04-01 | Yes | 2024-04-30 | 2024-05-31
25INR0238 | Little Ridge Storage | Planned | TX BESS B LLC | Tap 138kV Swindell (812) - Olinger (818) | Collin | NORTH | 2025-12-11 | OTH | BA | 252 |  | No
26INR0316 | Lonesome Dove BESS | Planned | Hawks BESS, LLC | Tap 345 kV Thomas Price Switch (Bus# 11523) to Clear Crossing (Bus# 60515) Line | Throckmorton | WEST | 2027-02-13 | OTH | BA | 256.1 |  | No
24INR0108 | Louisa Energy Storage | Planned | Viridity Energy Solutions Inc. | 138 kV Helotes (#5200) | Bexar | SOUTH | 2026-05-01 | OTH | BA | 102.77 |  | No
22INR0468 | Lower Rio BESS | Planned | VESI 38 LLC | 5792 Sioux 138kV | Hidalgo | SOUTH | 2025-03-31 | OTH | BA | 60.37 | 2023-07-10 | Yes
24INR0295 | Lucky Bluff BESS SLF | Planned | Lucky Bluff BESS LLC | tap 138kV 1641 Stephenville - 1636 Dublin | Erath | NORTH | 2025-10-15 | OTH | BA | 100.8 | 2023-11-08 | Yes
23INR0324 | Lumberjack Storage | Planned | EDP Renewables North America LLC | 138 kV Tap 3110 Stryker Creek - 3147 Troup | Cherokee | NORTH | 2026-07-01 | OTH | BA | 51.3 | 2024-03-20 | No
26INR0045 | LUND STORAGE CENTER 1 | Planned | Lund Storage Center 1, LLC | TAP 138 KV LINE AND CREATE NEW BUS BETWEEN KIMBRO (7337) AND ELGIN SWITCH (3650) | Bastrop | SOUTH | 2026-12-31 | OTH | BA | 407.55 |  | No
24INR0534 | Lyford Energy | Planned | Lyford Energy, LLC | 5745 E Raymondville 138kV | Willacy | COASTAL | 2025-09-15 | OTH | BA | 101.2 |  | No
25INR0390 | Macho Creek BESS | Planned | Macho Creek BESS, LLC | 8793 Rio Grande City 138kV | Starr | SOUTH | 2026-05-31 | OTH | BA | 150.56 |  | No
26INR0274 | Malala Storage | Planned | Malala Storage, LLC | 2434 Seagoville SW 138kV | Dallas | NORTH | 2027-04-03 | OTH | BA | 205.5 |  | No
25INR0582 | Maleza Storage II | Planned | Brush Storage, LLC | 44220 Julia 345kV | Wharton | SOUTH | 2025-09-01 | OTH | BA | 256.1 |  | No
25INR0101 | Mallard BESS | Planned | Mallard Energy Storage LLC | 818 Olinger 138kV | Collin | NORTH | 2026-04-01 | OTH | BA | 251 |  | No
23INR0318 | Marcelina Storage | Planned | Marcelina Solar, LLC | Tap 345 kV 5133 Elm Creek - 5901 San Miguel | Wilson | SOUTH | 2026-12-18 | OTH | BA | 203.21 |  | No
24INR0570 | Marcus Energy Storage | Planned | Marcus Energy Storage, LLC | Tap 138kV 39500 West Columbia Main - 110505 Sweeny Co-Gen LP Ckt 1 | Brazoria | COASTAL | 2025-09-01 | OTH | BA | 201.04 |  | No
25INR0419 | Marengo BESS | Planned | BRP BLUE TOPAZ 8, LLC | 8640 Kelvin Station 138kV (AEP) | Cameron | COASTAL | 2025-09-08 | OTH | BA | 120.72 |  | No
25INR0487 | Marick Rose BESS | Planned | Marick BESS | Tap 138kV 44521 Marick - 44615 Rosenberg Ckt 60 | Fort Bend | HOUSTON | 2026-05-01 | OTH | BA | 50.18 |  | No
25INR0176 | Masava Storage | Planned | Savannah Oaks Solar Project, LLC | tap 345 kV 46020 Limestone Plant - 967 Gibbons Creek ckt 18 | Madison | NORTH | 2028-09-30 | OTH | BA | 261.51 |  | No
23INR0422 | Masroor Storage | Planned | Masroor Energy Storage LLC | Bus #1760 Bonham 138kV | Fannin | NORTH | 2025-06-26 | OTH | BA | 203 |  | No
28INR0074 | Massey Storage | Planned | Massey Storage, LLC | Tap 138 kV 41690 Hopson - 40012 Cedar Bayou | Harris | HOUSTON | 2028-01-03 | OTH | BA | 102.86 |  | No
23INR0807 | Mayberry II BESS | Planned | SMT Mission II LLC | Bus Name: Mayberry, Load name: 1, Bus number: 8109, Voltage: 138kV | Hidalgo | SOUTH | 2024-12-07 | OTH | BA | 9.95 | 2023-05-17 | Yes
25INR0557 | McCamey's Castle Battery | Planned | Castle Storage, LLC | 76597 Robbins Switch 138 kV | Upton | WEST | 2025-12-15 | OTH | BA | 409.6 |  | No
25INR0661 | McCrae Energy Storage | Planned | McCrae Energy Storage, LLC | Tap 345 kV 1900 COMCHPKW_5 - 1440 COMCHESS1_5 | Erath | NORTH | 2028-04-21 | OTH | BA | 306.35 |  | No
24INR0471 | McGee Storage | Planned | BT McGee Storage, LLC | Bus #6843 at Rayburn Barton Chapel Substation | Henderson | NORTH | 2026-05-29 | OTH | BA | 151.39 |  | No
25INR0040 | McMEXICO STORAGE | Planned | FRESH AIR ENERGY II, LLC | 8644 Trade Zone 138kV | Hidalgo | SOUTH | 2026-12-01 | OTH | BA | 201.9 |  | No
25INR0371 | McMurtre Storage | Planned | BT McMurtre Storage, LLC | tap 138kV 1819 Commerce South - 1815 Cumby Tap | Hunt | NORTH | 2026-09-07 | OTH | BA | 176.13 |  | No
24INR0499 | Medina Lake BESS | Planned | Regis Medina Lake LLC | Station Name (TDSP Station Code) MEDILA; Load/Load Transformer Name T2; PTI BUS number 7432; Voltage in kV (Transmission Level) 138kV | Bandera | SOUTH | 2024-12-31 | OTH | BA | 9.8 | 2023-01-18 | Yes
26INR0341 | Megamouth Energy Storage | Planned | GCI Megamouth, LLC | 42750 Mykawa 138 kV | Harris | HOUSTON | 2026-09-01 | OTH | BA | 101.3 |  | No
24INR0550 | Mercedes II BESS | Planned | SMT Mercedes II, LLC | TAP NORTH MERCEDES (BUS #8358) and NORTH WESLACO (BUS# 8357) | Hidalgo | SOUTH | 2025-10-09 | OTH | BA | 227.87 |  | No
24INR0301 | Merchant BESS | Planned | Merchant BESS LLC | 46510 TOMBALL 138KV | Harris | HOUSTON | 2026-12-31 | OTH | BA | 201.2 |  | No
25INR0374 | Meridian BESS | Planned | Navitas Energy- Meredian BESS | 319 Meridian 69 KV | Bosque | NORTH | 2025-05-01 | OTH | BA | 31.23 |  | No
25INR0417 | Mesa View Storage | Planned | Mesa View Storage, LLC | Tap 345 kV KINGMTSW (#842) to NORTMC (#76000) | Upton | WEST | 2026-05-16 | OTH | BA | 501.9 |  | No
25INR0393 | MICOT BESS | Planned | UR-Silo DevCo LLC | Tap 345kV 44645 Singleton - 46500 Tomball Ckt 74 | Montgomery | HOUSTON | 2025-05-30 | OTH | BA | 150 |  | No
24INR0442 | Midnight Sun Energy Storage | Planned | Midnight Sun Energy Storage, LLC | 6601 Rio Pecos 138kV | Crockett | WEST | 2027-07-01 | OTH | BA | 510 |  | No
23INR0688 | Midway BESS | Planned | Midway BESS Station LLC | Station Code: MIDWY Station name: Midway Load/Load Transformer Name: LDXFMR1 PTI Bus number: 1253 Transmission level kV: 138kV | Ector | WEST | 2024-08-30 | OTH | BA | 9.95 | 2022-06-13 | Yes | 2023-12-01 | 2023-12-15
25INR0431 | Millennium Energy Storage | Planned | Rocky Mountain Energy Development, LLC | Tap 138kV 23837 Buffalo - 23839 Triangle | Martin | WEST | 2026-09-21 | OTH | BA | 102.59 |  | No
27INR0190 | Millsing BESS | Planned | Millsing BESS | 44645 CNP Singleton 345kV | Grimes | NORTH | 2027-07-01 | OTH | BA | 501.6 |  | No
26INR0324 | Misty Hollow BESS | Planned | Clear Fork BESS, LLC | 345 kV Singleton (#44645) | Grimes | NORTH | 2026-12-01 | OTH | BA | 245.8 |  | No
20INR0244 | Montezuma Storage | Planned | Montezuma Storage LLC | 7258 Glidden 138kV | Colorado | SOUTH | 2028-02-29 | OTH | BA | 50.6 |  | No
25INR0186 | Moonlight Sonata BESS | Planned | Samsung Solar Energy 2, LLC | 78118 LCRA Altair 138kV | Colorado | SOUTH | 2026-12-31 | OTH | BA | 201.08 |  | No
27INR0137 | Moonlit Bayou Storage | Planned | Moonlit Bayou Energy Center, LLC | Tap 138kV 7252 Schulenburg - 7254 Weimar | Fayette | SOUTH | 2028-07-31 | OTH | BA | 209.23 |  | No
23INR0498 | Moore Field BESS 2 | Planned | Regis Monte Cristo LLC | Connected to AEP 12.47kV Substation Station Name (TSP Station Code): Moore Field (MOORE_FL) Load/Load Transformer Name: LD2 PTI Bus Number: #80117 Voltage in kV (Transmission Level): 138 kV Transformers: 3x 4000kVA 800VAC Δ - 12.47kVA Υ | Hidalgo | SOUTH | 2024-08-15 | OTH | BA | 9.8 | 2022-10-07 | Yes | 2024-06-12 | 2024-06-18
26INR0219 | Mountain Springs BESS | Planned | Mountain Springs BESS | 704 Mountain Springs 138 kV | Cooke | NORTH | 2026-04-01 | OTH | BA | 150.52 |  | No
22INR0590 | Muenster BESS | Planned | Regis Development I, LLC | Station Name (TDSP Station Code): Muenster Load/Load Transformer Name: Muenster1 PTI BUS number: 695 Voltage in kV (Transmission Level): 138kV | Cooke | NORTH | 2024-12-31 | OTH | BA | 9.9 | 2023-07-12 | Yes
24INR0599 | Mustang Bayou BESS | Planned | Maverick Clean Energy Center | STATION NAME (TSP STATION CODE) = MU LOAD/LOAD TRANSFORMER NAME = TR2 PTI BUS NUMBER = 42960 VOLTAGE (TRANSMISSION LEVEL) = 138KV | Brazoria | COASTAL | 2024-12-27 | OTH | BA | 9.99 | 2023-10-31 | No
26INR0306 | Nautilus Heavy Storage | Planned | Nautilus Heavy Storage, LLC | 8422 Dupont 138kV | San Patricio | COASTAL | 2026-05-30 | OTH | BA | 511.9 |  | No
25INR0375 | NavBoot BESS | Planned | Navboot BESS LLC | 8858 MCKENZIE4A 138kV | Nueces | COASTAL | 2026-12-01 | OTH | BA | 303.7 |  | No
24INR0559 | Nerva Energy Storage | Planned | Nerva Energy Storage, LLC | Tap 138kV 402410 BURKE_POI_8 - 42430 EGLNST_POI_8 CKT#02 | Brazoria | COASTAL | 2026-06-15 | OTH | BA | 101.2 |  | No
26INR0252 | Neutron Storage | Planned | Neutron Storage | Tap 345kV 13405 Trading House - 68090 Sam Switch | McLennan | NORTH | 2026-10-07 | OTH | BA | 104.36 |  | No
27INR0255 | New Minglewood Energy Center | Planned | Nova Clean Energy LLC | #11098 Sand Lake Switch Station (SANDLAKE_5) 345kV | Ward | WEST | 2027-09-30 | OTH | BA | 208.3 |  | No
26INR0220 | NEZUKO BESS | Planned | AEU BATTERY PROJECT I LLC | Tap 69 kV 6202 ALBNY_FD2A - 60426 HULLTOWN2A | Shackelford | WEST | 2026-01-23 | OTH | BA | 63.14 |  | No
27INR0291 | Nouveau BESS | Planned | RamZ BESS, LLC | 1444 Brown Switch - 3348 Russell Gap 345 kV Line | Brown | NORTH | 2027-12-15 | OTH | BA | 256.1 |  | No
27INR0091 | Oak Tree Energy Storage | Planned | Live Oak Energy Storage, LLC | Tap Shaula (#5380) – South Texas (#5915) | Lavaca | SOUTH | 2027-11-04 | OTH | BA | 310.2 |  | No
25INR0657 | O'Bannion Energy Storage | Planned | O'Bannion Energy Storage, LLC | Tap 345 kV line from Parker (1436) to Graham (1430) Ckt #2 | Jack | NORTH | 2027-09-25 | OTH | BA | 306.4 |  | No
26INR0114 | Ochoa Energy Storage | Planned | Ochoa Energy Storage LLC | Tap 138kV Katy (44420) - Franz (44260) Ckt 09 | Waller | HOUSTON | 2027-06-03 | OTH | BA | 260.8 |  | No
27INR0235 | Ochoa Energy Storage II | Planned | Ochoa Energy Storage II LLC | Tap 138kV 44420 Katy - 44230 Flewellen | Waller | HOUSTON | 2027-06-03 | OTH | BA | 501.72 |  | No
27INR0143 | Ogalalla Storage | Planned | Hecate Energy Ogalalla Solar LLC | 23912 OGALLALA_5 345kV | Castro | PANHANDLE | 2027-03-05 | OTH | BA | 251.42 |  | No
25INR0459 | Old Sorrell Energy Storage | Planned | Rocky Mountain Energy Holdings, LLC | Tap 69kV 6372 Eden - 6376 Colorado River Municipal Water #1 | Concho | WEST | 2028-01-10 | OTH | BA | 43.1 |  | No
27INR0253 | Old Victory Energy Center | Planned | Nova Clean Energy LLC | 8692 MAVERICK4A 138kV | Maverick | SOUTH | 2027-05-01 | OTH | BA | 208.8 |  | No
26INR0384 | Olsovksy Storage | Planned | BT Sky Storage, LLC | Tap 345kV 68035 Helix - 68091 Navarro | Hill | NORTH | 2026-12-18 | OTH | BA | 151.42 |  | No
25INR0222 | Olympic BESS | Planned | SMT Olympic BESS LLC | AIRLINE 138 kV Substation (Bus# 8490) | Nueces | COASTAL | 2025-06-01 | OTH | BA | 222.81 |  | No
25INR0250 | Oorja Storage | Planned | Oorja Storage, LLC | 138 kV 8914 Coffee Port | Cameron | COASTAL | 2027-02-27 | OTH | BA | 201.1 |  | No
27INR0082 | Orbit Energy Storage | Planned | GCI Orbit Energy Storage, LLC | Tap 345 kV Calaveras Power Station (BUS #5400) to HOWARD_5 (BUS #5231). | Bexar | SOUTH | 2027-06-01 | OTH | BA | 501.94 |  | No
25INR0394 | Orchard Ray BESS | Planned | Pettus BESS | 8593 PETTUS2A 69kV | Bee | SOUTH | 2025-05-01 | OTH | BA | 51.85 |  | No
27INR0180 | Otter BESS | Planned | GRS BESS TEXAS TEN, LLC | 5378 SHEPHERD RD 138kV | Bexar | SOUTH | 2027-04-15 | OTH | BA | 157.12 |  | No
23INR0382 | Outer Loop BESS | Planned | Black Mountain Energy Storage II | 40700 Greens Bayou 345kV | Harris | HOUSTON | 2027-12-06 | OTH | BA | 201.2 |  | No
22INR0368 | Padua Grid BESS | Planned | Padua Grid, LLC | 5395 O.W Sommers 138kV | Bexar | SOUTH | 2024-12-01 | OTH | BA | 51.1 | 2021-11-16 | Yes
24INR0533 | Padua Grid BESS Unit 2 | Planned | Padua Grid, LLC | 5395 Sommers 138kV | Bexar | SOUTH | 2026-01-01 | OTH | BA | 150.9 |  | No
28INR0024 | Padua Grid BESS Unit 3 | Planned | Padua Grid, LLC | Tap #5395 O.W Sommer 138kV | Bexar | SOUTH | 2026-12-31 | OTH | BA | 201.15 |  | No
22INR0466 | Pajarita BESS | Planned | VESI 29 LLC | 8266 Marconi 138kV | Cameron | COASTAL | 2026-06-01 | OTH | BA | 205.5 |  | No
25INR0544 | Palacios Bay Energy Storage | Planned | Palacios Bay Energy Storage, LLC | Tap 138kV #8115 WADSWORT4A - #8139 CELNEBC4B | Matagorda | COASTAL | 2026-06-15 | OTH | BA | 101.2 |  | No
25INR0418 | Palacios BESS | Planned | BRP BLUE TOPAZ 11, LLC | 5767 HIWAY511SUB8 138kV | Cameron | COASTAL | 2025-09-08 | OTH | BA | 125.69 |  | No
24INR0387 | PaleAle BESS | Planned | Momentum Energy Storage Partners,LLC | Tap 138 kV Bus 7506 L_CEDAVA8_1Y - Bus 7507 L_FRIEND8_1Y | Hays | SOUTH | 2026-04-30 | OTH | BA | 75.38 |  | No
22INR0322 | Paleo BESS | Planned | BRP Paleo BESS LLC | 23920 Blackwater Draw 345kV | Hale | PANHANDLE | 2024-08-09 | OTH | BA | 200.8 | 2021-02-05 | Yes | 2024-06-24 | 2024-07-02
23INR0462 | Palladium Storage | Planned | Palladium Energy Storage LLC | Tap 138 kV 8656 Luna - 8033 Pantera | Hidalgo | SOUTH | 2026-04-27 | OTH | BA | 152 |  | No
25INR0192 | Palmvalley Storage | Planned | Palmvalley Energy Storage LLC | Frontera (#8980) | Hidalgo | SOUTH | 2027-05-01 | OTH | BA | 100 |  | No
25INR0252 | Papley Storage | Planned | Papley Storage, LLC | Tapping the 138kV line connecting Ganso (Bus# 8267) to Maverick (Bus# 8692) | Maverick | SOUTH | 2029-07-10 | OTH | BA | 201.07 |  | No
23INR0200 | Paradiso BESS | Planned | VESI 13 | 8203 Pleasanton 138kV | Atascosa | SOUTH | 2027-08-01 | OTH | BA | 100.92 |  | No
24INR0558 | Parthenon Energy | Planned | Parthenon Energy, LLC | Tap 138kV 88380 RGTAP4A - 8896 RACHAL4A | Hidalgo | SOUTH | 2026-06-15 | OTH | BA | 101.2 |  | No
27INR0252 | Parula Energy Center | Planned | Parula Energy Center | 7287 Bellville North 138kV | Austin | SOUTH | 2027-06-30 | OTH | BA | 250.95 |  | No
25INR0242 | Pato Blanco Storage | Planned | TX BESS 4, LLC | Tap 138 kV 44010 W A Parish - 42980 NASH___S02_8 | Fort Bend | HOUSTON | 2025-12-11 | OTH | BA | 71.34 |  | No
24INR0615 | Pavlov BESS | Planned | HEN INFRASTRUCTURE LLC 1 | Substation (PAVLOV) ERCOT LOAD NAME (138_13_2) ERCOT BUS 8614 DAC PAVLOV_LD1 | Matagorda | COASTAL | 2024-06-28 | OTH | BA | 9.9 | 2023-08-21 | No | 2024-04-11 | 2024-05-22
22INR0384 | Pavo BESS | Planned | BRP Pavo BESS LLC | 38430 TN White Baker 138kV | Pecos | WEST | 2024-06-04 | OTH | BA | 175.8 | 2021-07-15 | Yes | 2024-01-31 | 2024-03-07
27INR0092 | Pecan BESS | Planned | Gransolar Texas Three LLC | (PSSE BUS# 47) HILTOPLKS8 138kV | Leon | NORTH | 2027-07-15 | OTH | BA | 157.12 |  | No
23INR0194 | Pequin Energy Storage | Planned | Pequin Energy Storage, LLC | 39500 TN West Columbia 138kV | Brazoria | COASTAL | 2025-06-14 | OTH | BA | 103.4 |  | No
25INR0078 | Peregrine BESS 2 | Planned | CED Development Inc. | 8673 RAPTOR7A 345kV | Goliad | SOUTH | 2027-07-01 | OTH | BA | 150 |  | No
25INR0444 | Peridot Storage | Planned | BT Castro Storage, LLC | 5836 North Batesville 69kV | Zavala | SOUTH | 2025-12-31 | OTH | BA | 50.48 |  | No
26INR0280 | Pethrus BESS | Planned | Pethrus BESS, LLC | Tap Wichita Falls Switch (#1464) – North Star (#1467) 138 kV Line | Wichita | WEST | 2027-04-03 | OTH | BA | 174.08 |  | No
23INR0468 | Petunia Storage Project | Planned | Petunia Storage Project LLC | 138kV Tap 3675 Rogers - 3485 Tin Roof Pod | Milam | SOUTH | 2026-07-06 | OTH | BA | 231.86 |  | No
27INR0245 | Pez Rojo BESS | Planned | Pez Rojo BESS, LLC | Tap 138 kV #40260 Chamon - #40912 King | Harris | HOUSTON | 2027-06-30 | OTH | BA | 217.23 |  | No
24INR0275 | Picadillo BESS | Planned | Black Mountain Energy Storage II | 23837 Buffalo 138kV | Martin | WEST | 2026-07-06 | OTH | BA | 100.83 | 2024-01-23 | No
26INR0317 | Pinnacle Point Energy Storage | Planned | GCI Pinnacle Point, LLC | Tap Highlands (Bus # 40812) - HANEY ( BUS # 40790) 138 kV | Harris | HOUSTON | 2027-06-01 | OTH | BA | 101.3 |  | No
24INR0302 | Pintail Pass BESS | Planned | Pintail Pass BESS, LLC | 8249 ANGSTROM 345KV | San Patricio | COASTAL | 2025-08-27 | OTH | BA | 207.25 | 2023-05-16 | Yes
24INR0597 | Pirate BESS | Planned | Regis Sinton-Pirate, LLC | Station Name (TSP Station Code): Pirate (5218) Load/Load Transformer Name: R1 PTI Bus Number: 8652 Voltage in kV (Transmission Level): 69 kV | San Patricio | COASTAL | 2025-01-15 | OTH | BA | 9.8 |  | No
22INR0554 | Platinum Storage | Planned | Platinum Energy Storage LLC | 1729 Valley South 345kV | Fannin | NORTH | 2025-03-03 | OTH | BA | 309.53 | 2022-11-17 | Yes
25INR0405 | Pledgor BESS | Planned | Pledgor BESS | Tap Gulftie (43340) – Pledger (43120) circuit 60 | Matagorda | COASTAL | 2027-04-01 | OTH | BA | 100.33 |  | No
26INR0355 | Pleiades Storage | Planned | Pleiades Storage, LLC | Tap 138kV Einstein 23852 - 10043 St. Lawrence | Glasscock | WEST | 2027-09-29 | OTH | BA | 205.5 |  | No
24INR0280 | Port Bay ESC | Planned | FRESH AIR ENERGY II, LLC | 8434 Rockport Substation (ROCKPORT4A) 138kV | Aransas | COASTAL | 2027-06-28 | OTH | BA | 200 |  | No
25INR0541 | Port City Energy Storage | Planned | Port City Energy Storage, LLC | Tap 138kV 80258 Mayo4A - 80260 Gila4A | San Patricio | COASTAL | 2026-06-15 | OTH | BA | 101.2 |  | No
26INR0422 | PowerVault BESS | Planned | SMT Elm Mott BESS | Tap 345kV 3406 Elm Mott - 3405 Tradinghouse Ses | McLennan | NORTH | 2027-07-01 | OTH | BA | 254.8 |  | No
24INR0662 | Prairie Creek BESS | Planned | SMT Dallas LLC | Station Name: PRCK Load Name: LDLXFMR4 XFMR Number: 4 Bus number: 2762 Voltage: 138 kV | Dallas | NORTH | 2024-10-30 | OTH | BA | 9.95 |  | No
25INR0329 | Project Lynx BESS | Planned | Corpus Battery Storage, LLC | 138KV Tap 8921 Terra Verde - 8518 Kingsville | Nueces | COASTAL | 2026-03-14 | OTH | BA | 262.09 | 2024-04-09 | Yes
26INR0485 | Prospector Energy Storage | Planned | Prospector Storage LLC | Natural Dam 138kV Substation (23836) | Howard | WEST | 2026-09-30 | OTH | BA | 200.7 |  | No
26INR0410 | Prost ESS | Planned | Prost ESS LLC | Tap 138kV L_PISEK_8_1Y (#7296) - L_WELCOM8_1Y(#7577) | Austin | SOUTH | 2027-07-01 | OTH | BA | 202.7 |  | No
24INR0447 | PSE Chihuahua TX Storage | Planned | PureSky Development Inc | Tap 138kV 8392 Bates – 8394 Liston | Hidalgo | SOUTH | 2026-12-31 | OTH | BA | 200 |  | No
24INR0445 | PSE Flores TX Storage | Planned | PureSky Development Inc | TAP 138KV 8793 RIO GRANDE CITY - 8798 LAGRULLA | Starr | SOUTH | 2026-12-31 | OTH | BA | 200 |  | No
24INR0446 | PSE Gongora Hill TX Storage | Planned | PureSky Development Inc | Tap 138kV 8796 Roma – 7870 Escobares | Starr | SOUTH | 2026-12-31 | OTH | BA | 200 |  | No
24INR0448 | PSE Minnesota TX Storage | Planned | PureSky Development Inc | Tap 138kV 8372 North Pharr – 8906 North Alamo | Hidalgo | SOUTH | 2026-12-31 | OTH | BA | 94 |  | No
24INR0449 | PSE Richardson TX Storage | Planned | PureSky Development Inc. | TAP 138KV 8374 SOUTH EAST EDINBURG - 8029 CLOSNER | Hidalgo | SOUTH | 2026-12-31 | OTH | BA | 100 |  | No
25INR0391 | Purple Sage BESS 1 | Planned | Purple Sage, LLC | Anna 345 kV Bus# 2373. | Collin | NORTH | 2026-02-11 | OTH | BA | 156 |  | No
25INR0392 | Purple Sage BESS 2 | Planned | Purple Sage, LLC | Anna 345 kV Bus# 2373 | Collin | NORTH | 2026-02-11 | OTH | BA | 156 |  | No
22INR0494 | Quail Run Storage System | Planned | to be determined | 11016 Quail Run Switch 345kV | Ector | WEST | 2026-02-01 | OTH | BA | 51.56 |  | No
26INR0518 | Radian Storage II | Planned | IP Radian BESS, LLC | #1444 Brown Switch 345KV | Brown | NORTH | 2026-01-31 | OTH | BA | 320 |  | No
26INR0541 | Radian Storage IIB | Planned | IP Radian BESS, LLC | 1444 Brown Switch 345 kV | Brown | NORTH | 2026-01-31 | OTH | BA | 320 |  | No
25INR0284 | Railway BESS | Planned | Grand Reserve Energy, LLC | Martin Lake Switch (3100) – Elkton (3105) 345 kV Line | Rusk | NORTH | 2026-08-28 | OTH | BA | 254.8 |  | No
21INR0505 | Ramsey Storage | Planned | Hecate Energy Ramsey Storage LLC | 44200 Hillje 345kV | Wharton | SOUTH | 2027-12-31 | OTH | BA | 180.4 | 2022-08-11 | Yes
25INR0489 | Ranchero BESS | Planned | Ranchero Battery Facility, LLC | 7053 Noelke 345 kV | Crockett | WEST | 2026-10-30 | OTH | BA | 150 |  | No
24INR0210 | Raven Storage | Planned | Raven Storage, LLC | Tap 138kV 44740 Wallis - 44190 East Bernard CKT#65 | Wharton | SOUTH | 2025-10-01 | OTH | BA | 101.83 |  | No
26INR0181 | Rayos del Sol BESS | Planned | Rayos Del Sol Solar Project | 163023 NEBULA 138kV | Cameron | COASTAL | 2025-12-31 | OTH | BA | 100.26 |  | No
24INR0281 | Red Egret BESS | Planned | Red Egret LLC | 38820 FREEWAY PARK 138KV | Galveston | HOUSTON | 2025-08-01 | OTH | BA | 310.58 | 2023-06-07 | Yes
22INR0602 | Regis Palacios BESS | Planned | Regis Palacios, LLC | Station Name (TSP STATION CODE): Palacios Load Name or Load Transformer name: 69_12_2 Bus# PTI Bus number: 8131 Voltage Transmission level kV: 69kV | Matagorda | COASTAL | 2024-09-06 | OTH | BA | 9.9 | 2022-10-07 | Yes | 2024-07-18 | 2024-07-30
27INR0254 | REVOLUTION BESS | Planned | Nova Clean Energy LLC | 8619 Encinal Substation 138KV | La Salle | SOUTH | 2027-05-01 | OTH | BA | 208.8 |  | No
26INR0503 | Rex Storage | Planned | Rex BESS, LLC | 43081 Pilgrim 138kV | Harris | HOUSTON | 2026-10-20 | OTH | BA | 256.4 |  | No
26INR0325 | Reynolds Park BESS | Planned | Iowa Park BESS, LLC | Oncor Byrd Road Substation---345kV Bus #1466 | Wichita | WEST | 2028-02-15 | OTH | BA | 204.8 |  | No
23INR0163 | Ringtail Ridge Storage | Planned | KCE TX 26, LLC | 7150 Kendall 138kV | Kendall | SOUTH | 2025-08-01 | OTH | BA | 100.57 |  | No
24INR0592 | Rio Grande City BESS 2 | Planned | SBESS TX12 LLC | Station Code - RIO_GRAN Load Name - 69_12_2 PTI Bus Number - 8797 Transformer Voltage - 69 | Starr | SOUTH | 2025-01-22 | OTH | BA | 9.9 | 2024-02-02 | Yes
26INR0461 | Rio Hondo BESS | Planned | SBESS TX25 LLC | 138 kV 8319 Rio Hondo Substation | Cameron | COASTAL | 2027-03-01 | OTH | BA | 200.78 |  | No
23INR0363 | River Bend | Planned | Brazos Bend BESS LLC | 138 kV Fort Bend Switch (#44280) | Fort Bend | HOUSTON | 2024-07-17 | OTH | BA | 101.64 | 2022-10-18 | Yes | 2024-03-26 | 2024-04-16
24INR0392 | Riverwalk BESS | Planned | CED Development Inc. | 5294 Martinez Substation 138kV | Bexar | SOUTH | 2026-10-31 | OTH | BA | 120 |  | No
26INR0407 | Rock Creek BESS | Planned | Flat Rock Energy Center, LLC | 7150 Kendall 138kV | Kendall | SOUTH | 2026-12-01 | OTH | BA | 251.05 |  | No
26INR0201 | Rock Rose Energy BESS | Planned | Rock Rose Energy Storage LLC | 44070 Whaley 345 kV | Fort Bend | HOUSTON | 2026-07-02 | OTH | BA | 211.5 | 2024-06-15 | Yes
27INR0303 | Rocky Point BESS | Planned | Nicole BESS | 6351 Nicole Substation 138kV | Coke | WEST | 2027-11-01 | OTH | BA | 150.96 |  | No
24INR0609 | Rodeo Ranch Energy Storage Repowering | Planned | Rodeo Ranch Energy Storage, LLC | 38021 WORSHAM 138kV | Reeves | WEST | 2024-07-31 | OTH | BA | 10 | 2022-02-01 | Yes | 2024-04-11 | 2024-06-05
25INR0414 | Rogers Creek BESS | Planned | Dialville BESS | Tap 138 KV DailVille (3160) - Neches Pump (3296) | Cherokee | NORTH | 2026-09-15 | OTH | BA | 100.33 |  | No
24INR0514 | Rogers Draw BESS | Planned | ROGERS DRAW ENERGY STORAGE, LLC | 7751 Headwaters substation 138kV | Gillespie | SOUTH | 2026-05-10 | OTH | BA | 148.61 | 2024-02-28 | No
24INR0519 | Roost Energy Storage | Planned | Bluff Creek Energy Storage LLC | KNDRSACRC Bus #11130 to Knapp Substation Bus #1310 | Scurry | WEST | 2026-09-15 | OTH | BA | 102.36 |  | No
25INR0133 | Rose Quartz BESS | Planned | Rose Quartz BESS, LLC | Tap 138kV 8283 Asherton - 8613 Bigwells | Dimmit | SOUTH | 2026-12-01 | OTH | BA | 101.41 |  | No
24INR0282 | Royal River BESS | Planned | Royal River LLC | Tap 138kV 42110 Angleton - 43381 West Columbia | Brazoria | COASTAL | 2027-01-11 | OTH | BA | 310.7 |  | No
27INR0096 | Rubicon Power BESS | Planned | Rubicon Power LLC | TNMP FM524 Substation (#39703) | Brazoria | COASTAL | 2025-11-15 | OTH | BA | 301.38 |  | No
26INR0331 | RUSH ESS | Planned | OCI Solar Power LLC | Tap 345 kV 5231 HOWARD_5 – 5400 SPRUCE | Bexar | SOUTH | 2027-07-01 | OTH | BA | 202.7 |  | No
24INR0614 | Russek Street BESS | Planned | HEN INFRASTRUCTURE LLC 1 | Substation (RUSSEKST) ERCOT LOAD NAME (LOAD2) ERCOT BUS 6517 DAC RUSSEKST_LD1 | Reagan | WEST | 2024-09-10 | OTH | BA | 9.9 | 2023-08-03 | Yes | 2024-06-03
24INR0485 | Rutile BESS | Planned | Rutile BESS, LLC | Tap 138kV 6340 BALLINGER - 60399 WEISS | Runnels | WEST | 2025-12-31 | OTH | BA | 100.65 |  | No
20INR0246 | Ryan Energy Storage | Planned | Ryan Storage LLC | 37580 TNPancake 69kV | Coryell | NORTH | 2027-03-31 | OTH | BA | 50 | 2021-02-18 | Yes
25INR0142 | Sagewood BESS | Planned | Sagewood BESS, LLC | Tap 138kV McDonald Road Switch (bus #1333) – Desert Wind Sub (bus #11282) | Glasscock | WEST | 2026-09-14 | OTH | BA | 100.57 |  | No
25INR0073 | Saltillo Storage | Planned | SALTILLO STORAGE | 7331 Cedarhill Substation 138kV | Bastrop | SOUTH | 2025-06-01 | OTH | BA | 101 |  | No
26INR0356 | Saluga Ranch Storage | Planned | Saluga Ranch Energy, LLC | 69 kV Bus# 5868 Big Wells Substation (STEC) | Dimmit | SOUTH | 2026-07-31 | OTH | BA | 105.98 |  | No
23INR0496 | San Perlita BESS 1 | Planned | RWE Renewables | 8601 Cebolla 345kV | Willacy | COASTAL | 2025-12-15 | OTH | BA | 150 |  | No
23INR0497 | San Perlita BESS 2 | Planned | RWE Renewables | 8601 Cebolla 345kV | Willacy | COASTAL | 2025-12-15 | OTH | BA | 150 |  | No
24INR0688 | SANDLAKE BESS | Planned | HEN INFRASTRUCTURE, LLC 1 | 138 kV 38105 TNSANDLAKE1/SNDLAK_1 | Reeves | WEST | 2024-12-06 | OTH | BA | 9.99 | 2024-03-26 | Yes
25INR0054 | Sandman Power Storage | Planned | ALPIN HOLDING LLC | 1685 Farmersville Switch 345kV | Collin | NORTH | 2026-04-01 | OTH | BA | 100 |  | No
24INR0081 | SANJAC BESS | Planned | Castleman Power | 40270 Riverside 138kV | Harris | HOUSTON | 2027-04-04 | OTH | BA | 202.37 |  | No
25INR0378 | Second Division Storage | Planned | Mound Creek Storage, LLC | Tap 138 kV SANBER_POI_8 (Bus# 43110) to WEST COLUMBIA (Bus# 43380) Ckt 60 Line | Brazoria | COASTAL | 2025-12-31 | OTH | BA | 0 |  | No
24INR0102 | Seguro Grid | Planned | Val Vista Grid, LLC | Tap 345kV 8383 North Edinburg - 80137 Stewart Road | Hidalgo | SOUTH | 2028-06-01 | OTH | BA | 201.33 |  | No
26INR0248 | Sengun BESS | Planned | BRP Blue Topaz 12, LLC | WEST_OSO4A (8484) 138 KV | Nueces | COASTAL | 2026-01-06 | OTH | BA | 200.89 |  | No
25INR0140 | Seragio BESS | Planned | Seragio BESS, LLC | 11140 ECTRCNTYN_8 138kV | Ector | WEST | 2026-09-14 | OTH | BA | 201.13 |  | No
24INR0617 | Serrano Storage | Planned | Maverick ESS, LLC | 8267 GANSO Substation 138kV | Maverick | SOUTH | 2026-12-01 | OTH | BA | 185.59 |  | No
23INR0351 | Seven Flags BESS | Planned | Seven Flags BESS LLC | 8295 Wormser Substation 138kV | Webb | SOUTH | 2025-12-01 | OTH | BA | 102.7 | 2023-05-19 | Yes
27INR0202 | Shallow Valley Storage | Planned | Shallow Valley Storage, LLC | Tap 138kV 1239 Coyanosa - 11238 Blair Lake Sub | Ward | WEST | 2027-04-30 | OTH | BA | 103.4 |  | No
25INR0262 | Shepard Energy Storage | Planned | Shepard Energy Storage LLC | Hidden Lakes 138kV substation (Bus# 38900) | Galveston | HOUSTON | 2025-09-22 | OTH | BA | 263.2 | 2024-01-17 | Yes
26INR0296 | Sherbino II BESS SLF | Planned | Phoenix Battery Storage, LLC | 38430 TNMP White baker Switching Station 138kV | Pecos | WEST | 2025-08-26 | OTH | BA | 35 |  | No
23INR0466 | Shoshana Storage | Planned | Shoshana Storage Project LLC | Tap STP – Refuge ckt 27 | Matagorda | COASTAL | 2026-08-28 | OTH | BA | 221 |  | No
24INR0417 | Sierra Diablo Energy Storage | Planned | SIERRA DIABLO ENERGY STORAGE LLC | Tap 138kv 1698 Sulphur Springs Switch – 3174 Canton Switch | Van Zandt | NORTH | 2026-04-20 | OTH | BA | 203.81 |  | No
23INR0126 | Sigma Storage | Planned | AES Distributed Energy, Inc | 40460 Deepwater 138kV | Harris | HOUSTON | 2026-05-15 | OTH | BA | 408.4 |  | No
27INR0099 | Silver Spur Energy Center | Planned | Silver Spur Energy Center, LLC | TAP BRYN_WBRN (BUS #32895) - MILL_SW138 (BUS #32856) 138 KV LINE | Brazos | NORTH | 2027-02-01 | OTH | BA | 200.83 |  | No
26INR0189 | Skipjack Energy Storage | Planned | Skipper Energy Storage LLC | Tap 138 42980 Nash - 44010 W A Parish ckt #2 | Brazoria | COASTAL | 2027-04-05 | OTH | BA | 150.6 |  | No
26INR0327 | Sleepy Hollow BESS | Planned | Sleepy Hollow BESS, LLC | Tap 138 kV 792 Murray - 6169 Paint Creek | Throckmorton | WEST | 2027-02-13 | OTH | BA | 123.1 |  | No
23INR0464 | Sloan Storage | Planned | Sloan Energy Storage LLC | 3179 Pauline 138kV | Henderson | NORTH | 2026-03-27 | OTH | BA | 200.9 |  | No
23INR0217 | Snap Jaw BESS | Planned | Moccasin Pointe Grid, LLC | tap 138kV 40941 La Porte - 40200 Bimont (Air Liquide) | Harris | HOUSTON | 2028-06-01 | OTH | BA | 201.28 |  | No
23INR0501 | Soda Lake BESS 1 | Planned | Mendoza Trial BESS, LLC | 138kV Soda Lake Substation (#76026) | Crane | WEST | 2025-06-17 | OTH | BA | 203.87 | 2018-08-20 | No
23INR0419 | SOHO BESS | Planned | ESTX-PLDHOUSTON2 | 43035 Oasis 345kV | Brazoria | COASTAL | 2025-01-01 | OTH | BA | 206.32 | 2022-12-01 | Yes
25INR0162 | SOHO II BESS | Planned | Black Mountain Energy Storage II | 43035 Oasis 345kV | Brazoria | COASTAL | 2025-01-01 | OTH | BA | 206.32 | 2023-04-15 | Yes
24INR0174 | Solar Star North Herty Storage | Planned | Solar Star North Herty Storage, LLC | 3319 Redland Switch 138 kV | Angelina | NORTH | 2026-04-20 | OTH | BA | 125.4 |  | No
27INR0040 | Solar Star Rhome Storage | Planned | Solar Star Rhome Storage | 576 RHOME 138kV | Wise | NORTH | 2027-03-31 | OTH | BA | 220.7 |  | No
24INR0378 | Solara BESS 1 | Planned | CED Development Inc. | 60387 Hendrick 138kV | Jones | WEST | 2025-11-30 | OTH | BA | 150 |  | No
24INR0379 | Solara BESS 2 | Planned | CED Development Inc. | 60387 Hendrick 138kV | Jones | WEST | 2025-11-30 | OTH | BA | 150 |  | No
25INR0185 | Sonata BESS | Planned | Sonata Storage, LLC | LCRA Altair Substation (BUS#78106) | Colorado | SOUTH | 2025-07-01 | OTH | BA | 83.86 |  | No
26INR0474 | Sorghum BESS | Planned | Greenbelt ERCOT BESS Holdings, LLC | #44060 Blue Substation 345kV | Wharton | SOUTH | 2026-12-01 | OTH | BA | 208.9 |  | No
25INR0131 | SOSA Storage | Planned | SOSA Energy Center LLC | Tap 138kV 25 North Zulch - 47 Hilltop Lakes | Madison | NORTH | 2026-03-31 | OTH | BA | 157.36 | 2023-12-05 | Yes
25INR0637 | South Loop Energy Center | Planned | Concurrent Holdco LLC | Tap 345 KV 5400 SPRUCE - 5231 HOWARD | Bexar | SOUTH | 2028-05-01 | OTH | BA | 161.3 |  | No
26INR0340 | SOUTHERN SELECT ENERGY STORAGE | Planned | SOUTHERN SELECT ENERGY STORAGE LLC | Bus Name: TNHEIGHTS_1 Bus Number: 38740 | Galveston | HOUSTON | 2026-02-01 | OTH | BA | 404.3 |  | No
25INR0653 | Southfork Energy Storage | Planned | Southfork Energy Storage, LLC | tap 345kV 60709 Oersted - 91919 Edison CKT 1 | Kimble | SOUTH | 2025-12-20 | OTH | BA | 306.4 |  | No
24INR0530 | Southside Energy | Planned | Southside Energy, LLC | Tap 138kV 42960 Mustang Bayou - 42652 Friendswood ckt 4 | Brazoria | COASTAL | 2026-06-15 | OTH | BA | 101.2 |  | No
22INR0552 | Sowers Storage | Planned | Sowers Energy Storage LLC | 6894 Rose Hill_RC Sub 138 kV | Kaufman | NORTH | 2025-12-01 | OTH | BA | 204.96 | 2022-04-22 | Yes
22INR0445 | SPC Bloom BESS | Planned | BRP Blue Topaz 2, LLC | 8911 Black Bayou 138kV | Victoria | SOUTH | 2024-12-01 | OTH | BA | 100 |  | No
24INR0545 | Spencer BESS | Planned | Harris Spencer BESS, LLC | Station Name: TSP STATION CODE = SP Load Transformer name = TR1 Bus#: PTI Bus number = 43271 Voltage: Transmission level kV = 138 KV | Harris | HOUSTON | 2024-11-13 | OTH | BA | 9.9 | 2023-10-31 | Yes
27INR0083 | Spinner Energy Storage | Planned | GCI Wolf Energy Storage, LLC | 8196 Poesta Substation 138kV | Bee | SOUTH | 2027-06-01 | OTH | BA | 125.63 |  | No
25INR0189 | Staccato BESS | Planned | Staccato Storage, LLC | 138kV WARDA #7312. | Fayette | SOUTH | 2025-12-31 | OTH | BA | 202.65 |  | No
25INR0313 | Staked Plains BESS | Planned | Grand Reserve Energy, LLC | 345kV Dunbar Double Mountain Switch (Bus# 23928) | Lubbock | PANHANDLE | 2027-06-01 | OTH | BA | 254.8 |  | No
28INR0095 | Starlit Pasture Storage | Planned | Starlit Pasture Energy Center, LLC | 7574 Chappell Hill 138 KV | Washington | SOUTH | 2028-09-30 | OTH | BA | 208.8 |  | No
27INR0145 | Steelhead Energy Storage | Planned | GRS BESS TEXAS SEVEN, LLC | Tap 1593 BONHAM_P8 to Allens Creek 1835 138kV | Fannin | NORTH | 2027-09-30 | OTH | BA | 192.1 |  | No
23INR0164 | Steppe Reserve Storage | Planned | KCE TX 25, LLC | 8283 Asherton 138 kV | Dimmit | SOUTH | 2026-03-01 | OTH | BA | 51.9 |  | No
25INR0396 | Stewart Grady BESS | Planned | Grady BESS | Tap 138kV 11368 Expanse Switch – 23841 Sale Ranch | Martin | WEST | 2026-09-15 | OTH | BA | 150.5 |  | No
26INR0343 | Stinger Energy Storage | Planned | Stinger Energy Storage LLC | Substation Tap at Atascocita 138kV Substation (Bus # 40130) | Harris | HOUSTON | 2026-01-31 | OTH | BA | 200.8 |  | No
21INR0492 | Stockyard Grid Batt | Planned | Stockyard Grid, LLC | 2082 Hicks 138kV | Tarrant | NORTH | 2025-06-30 | OTH | BA | 150.6 | 2022-10-26 | Yes
25INR0248 | Strawberry Acres Storage | Planned | Strawberry Acres Energy Center, LLC | 5132 Eagle Creek Substation 138kV | Wilson | SOUTH | 2028-09-30 | OTH | BA | 156.73 |  | No
23INR0218 | Stump Tail BESS | Planned | Moccasin Pointe Grid, LLC | Tap 345kV 42000 PH Robinson – 40240 Center | Harris | HOUSTON | 2028-06-01 | OTH | BA | 301.69 |  | No
27INR0208 | Sugarloaf BESS | Planned | Sugarloaf Clean Energy LLC | (#89631) PRANCH4A 138KV | Dimmit | SOUTH | 2026-10-31 | OTH | BA | 100.6 |  | No
27INR0247 | Sun Angel ESS | Planned | Sun Angel ESS LLC | Tap 138kV LUFKINE_8 (#3326)-HERTYTAP_8 (#3318) | Angelina | NORTH | 2027-07-01 | OTH | BA | 201.28 |  | No
23INR0205 | SUNSETTER BESS | Planned | CED Development Inc. | 5885 Downie 138kV | Uvalde | SOUTH | 2025-11-30 | OTH | BA | 100 |  | No
26INR0179 | SunShiner ESS | Planned | SunShiner ESS LLC | 8672 LaPryor2A 138 kV | Zavala | SOUTH | 2027-07-01 | OTH | BA | 200 |  | No
25INR0458 | Surfside Energy Storage | Planned | Rocky Mountain Energy Holdings, LLC | Tap 138kV 42110 Angleton – 43150 Riwood ckt 82 | Brazoria | COASTAL | 2026-12-31 | OTH | BA | 50.34 |  | No
22INR0549 | Tanzanite Storage | Planned | Tanzanite Energy Storage LLC | 6867 NORTH ATHENS 138kV | Henderson | NORTH | 2024-12-31 | OTH | BA | 265.8 | 2022-07-15 | Yes
23INR0479 | Taormina Storage | Planned | Taormina Storage Project LLC | Tap 138kV VH Braunig (5025) to Valley Road 138kV (5465) | Bexar | SOUTH | 2026-06-01 | OTH | BA | 231.86 |  | No
22INR0555 | TE Smith Storage | Planned | BT Smith Storage, LLC | 2483 Royse Switch 345kV | Rockwall | NORTH | 2025-07-15 | OTH | BA | 125.36 | 2023-11-08 | Yes
24INR0763 | Team Ranch Storage | Planned | BAF Storage, LLC | 1869 Benbrook Switch 345kV | Tarrant | NORTH | 2026-10-01 | OTH | BA | 307.2 |  | No
24INR0168 | Tejano Storage | Planned | Tejano Storage, LLC | Tap 138kV 8125 Lolita - 8172 Victoria | Victoria | SOUTH | 2025-06-01 | OTH | BA | 152 |  | No
23INR0541 | Telview BESS | Planned | Goddess Storage LLC | Station Name: TV (Telview) Load/Load Transformer Name: TR1 PTI BUS number: 44691 Voltage in kV: 138 kV | Fort Bend | HOUSTON | 2024-05-31 | OTH | BA | 9.96 | 2023-07-10 | Yes | 2024-05-07
26INR0411 | Tex-Bar ESS | Planned | Tex-Bar ESS LLC | Tap 345kV JEWETT_S5 (#3390) -- SINGLETON (#44645) | Madison | NORTH | 2027-07-01 | OTH | BA | 201.5 |  | No
23INR0361 | Third Coast BESS | Planned | Third Coast BESS LLC | 8125 Lolita substation 138kV | Jackson | SOUTH | 2025-12-15 | OTH | BA | 102.84 | 2023-05-17 | Yes
24INR0543 | Thomas Cameron BESS | Planned | Thomas Cameron BESS | Tap 345kV 3424 BUCKHORN SWITCH - 3422 KILLEEN SWITCH | Lampasas | NORTH | 2026-07-01 | OTH | BA | 201.52 |  | No
23INR0391 | THUNDER ROAD ENERGY STORAGE | Planned | Hecate Grid Thunder Road Storage LLC | 12491 FISH CREEK 138KV | Dallas | NORTH | 2027-05-31 | OTH | BA | 153.4 |  | No
22INR0503 | Tidwell Prairie II Batt | Planned | TIDWELL PRAIRIE LLC | Tap 345kV 3400 Twin Oak - 39950 TNP One | Robertson | NORTH | 2025-12-01 | OTH | BA | 200 |  | No
22INR0504 | Tidwell Prairie III Batt | Planned | Tidwell Prairie LLC | Tap 345kV 3400 Twin Oak - 39950 TNP One | Robertson | NORTH | 2026-03-01 | OTH | BA | 200 |  | No
23INR0421 | Tidwell Prairie IV Energy Storage | Planned | Tidwell Prairie LLC | Tap TNP ONE 39950 and Twin Oak 3400 | Robertson | NORTH | 2027-07-01 | OTH | BA | 200 |  | No
21INR0517 | Tidwell Prairie Storage 1 | Planned | Tidwell Prairie LLC | 39950 TNP ONE PLANT 345kV - 3400 TWIN OAK | Robertson | NORTH | 2025-06-01 | OTH | BA | 200 | 2022-11-03 | Yes
23INR0364 | Tierra Seca BESS | Planned | Tierra Seca BESS LLC | 138kV 8255 HAMILTON4A (Hamilton Road Substation) | Val Verde | WEST | 2025-10-01 | OTH | BA | 102.7 | 2023-05-18 | No
25INR0293 | TOCE BESS 1 | Planned | TOCE BESS 1, LLC | 138 kV Danevang Switching Station (Bus# 5546) | Wharton | SOUTH | 2026-05-01 | OTH | BA | 205.2 |  | No
26INR0334 | TOCE TX BESS 2 | Planned | TOCE TX BESS 2, LLC | Tap 44200 Hillje - 44000 WA Parrish 345 kV | Wharton | SOUTH | 2027-08-01 | OTH | BA | 506.1 |  | No
23INR0529 | Torrecillas BESS | Planned | Torrecillas Interconnect, LLC | 161257 Torrecillas 345kV Station code: TORR | Webb | SOUTH | 2024-12-31 | OTH | BA | 9.9 | 2015-01-30 | Yes
23INR0072 | Tortolas BESS | Planned | BRP Tortolas BESS LLC | 39030 Alvin 138kV | Brazoria | COASTAL | 2024-07-31 | OTH | BA | 50.3 | 2021-07-15 | Yes | 2024-04-17 | 2024-06-05
24INR0330 | TRAVIS KIMBRO BESS | Planned | Travis Kimbro BESS LLC | 7337 Kimbro 138kV | Travis | SOUTH | 2029-03-12 | OTH | BA | 36.84 |  | No
24INR0416 | Trelas | Planned | Trelasol, LLC | 76006 Bow Wood 345kV Bus | McCulloch | SOUTH | 2025-09-01 | OTH | BA | 200.83 |  | No
27INR0173 | Trenno BESS | Planned | JSB1, LLC | Tap 138kV 2281 Godley - 2888 Carmichael | Johnson | NORTH | 2027-09-13 | OTH | BA | 202.56 |  | No
26INR0295 | Trinity Hills BESS SLF | Planned | Phoenix Battery Storage, LLC | To the 345 kV Garvey Road Switch (#17002) | Archer | WEST | 2026-04-14 | OTH | BA | 27 |  | No
28INR0080 | Turtle Rock Storage | Planned | Turtle Rock Energy Center, LLC | Tap 138 kV 13501 Clayhill to 13681 Reed | Freestone | NORTH | 2028-07-02 | OTH | BA | 135.59 |  | No
27INR0109 | Two Barbaras BESS | Planned | Two Barbaras BESS | Tap 138kV 46240 Pinehurst - 46520 Tomball 138kV | Montgomery | HOUSTON | 2028-03-02 | OTH | BA | 217.16 |  | No
24INR0425 | Two Brothers Battery Energy Storage System | Planned | BRP Blue Topaz 2, LLC | 8911 BLKBYU4A 138kV | Victoria | SOUTH | 2026-12-01 | OTH | BA | 152 | 2024-04-22 | Yes
24INR0198 | Two Forks BESS | Planned | Two Forks LLC | 684 SPRING 138kV | Cooke | NORTH | 2027-07-01 | OTH | BA | 309 | 2024-05-03 | Yes
25INR0471 | Tyler BESS | Planned | SMT Tyler LLC | 3104 Shamburger Switch 138kV | Smith | NORTH | 2026-09-21 | OTH | BA | 305.3 |  | No
24INR0759 | Tynan BESS1 | Planned | HEN INFRASTRUCTURE, LLC 1 | STATION: TYNAN/LOAD: LOAD1/NODE: LD01 | Bee | SOUTH | 2024-11-27 | OTH | BA | 9.9 | 2024-03-09 | Yes
27INR0142 | UNICORN BESS | Planned | Unicorn Energies | Tap 138 kV Wa Parish (#44015) - Crabb River Road Line (#44170) Line; CNP | Fort Bend | HOUSTON | 2027-09-01 | OTH | BA | 278.98 |  | No
26INR0106 | Upstream BESS | Planned | Upstream Storage LLC | 1902 Johnson Switch | Johnson | NORTH | 2026-05-29 | OTH | BA | 461.6 |  | No
23INR0123 | Vaca Storage | Planned | Long Mount Storage, LLC | 138kV 8723 Cangrejo | Calhoun | COASTAL | 2025-06-01 | OTH | BA | 101 |  | No
22INR0387 | Val Vista Grid BESS | Planned | Val Vista Grid, LLC | Tap 345kV 8383 North Edinburg - 80137 Stewart Road | Hidalgo | SOUTH | 2028-06-01 | OTH | BA | 209.32 |  | No
25INR0301 | Van Zandt Energy Storage | Planned | Rocky Mountain Energy Holdings, LLC | 1027 Odessa EHV Switch 138 kV | Ector | WEST | 2027-04-13 | OTH | BA | 256.58 |  | No
26INR0200 | Vaughn Energy Storage | Planned | Vaughn Battery Storage, LLC | 13 Keith 138kV | Grimes | NORTH | 2027-12-31 | OTH | BA | 200.6 |  | No
22INR0488 | Venture Hill Storage | Planned | KCE TX 24, LLC | 7336 Gilleland Creek 138kV | Travis | SOUTH | 2026-12-01 | OTH | BA | 70.44 |  | No
23INR0216 | Venus Mill Storage | Planned | KCE TX 14, LLC | 138 kV Tap #442 Rail Port - #1905 Griffith | Ellis | NORTH | 2026-01-20 | OTH | BA | 100.8 |  | No
26INR0333 | VERTUS ENERGY STORAGE | Planned | VERTUS ENERGY STORAGE LLC | Bus Name: TnMainland1, Bus Number: 38830, | Galveston | HOUSTON | 2026-02-01 | OTH | BA | 401.4 |  | No
25INR0122 | Vial BESS | Planned | Gransolar Texas Eleven LLC | Chatt(234) - Pecan Street (3352) 138kV | Hill | NORTH | 2027-04-20 | OTH | BA | 135.18 |  | No
25INR0076 | Violet Storage | Planned | VIOLET STORAGE | McKenzie Road (8858) 138 kV Substation | Nueces | COASTAL | 2026-07-01 | OTH | BA | 151 |  | No
20INR0245 | Volunteer Storage | Planned | Blackjack Storage LLC | 7216 Lockhart 138kV | Caldwell | SOUTH | 2028-02-29 | OTH | BA | 50.6 |  | No
20INR0238 | Voyager Storage | Planned | EDF Renewables Development, Inc. | 44200 Hillje 345kV | Wharton | SOUTH | 2026-04-08 | OTH | BA | 50.14 |  | No
26INR0289 | Wadsworth Storage Energy Center | Planned | Nova Clean Energy Real Estate, LLC | 8115 Wadsworth Substation 138 kV | Matagorda | COASTAL | 2026-06-01 | OTH | BA | 200.8 |  | No
25INR0361 | Wallie Storage | Planned | Wallie Storage, LLC | Tap 138kV 11324 Leatherwood POD - 1326 Stanton East Switch | Howard | WEST | 2027-05-14 | OTH | BA | 205.4 |  | No
22INR0540 | Walstrom BESS | Planned | Sealy Power LLC | 46220 Peters 138kV | Austin | SOUTH | 2025-04-15 | OTH | BA | 200 | 2023-06-30 | Yes
27INR0207 | Wander Waters BESS | Planned | Wander Waters BESS LLC | 61001 JIMTREEC7A 345kV | Wilbarger | WEST | 2027-10-31 | OTH | BA | 303.5 |  | No
23INR0569 | Weil Tract BESS | Planned | HEN Infrastructure, LLC 2 | WEIL_TRC/8482/138_12/WEIL_TRC_LD1 | Nueces | COASTAL | 2024-07-03 | OTH | BA | 9.9 | 2022-12-21 | Yes | 2024-05-07 | 2024-05-16
24INR0544 | Wetzel BESS | Planned | Brown ESS, LLC | Tap 138kV 1654 Zephyr – 1655 Brownwood Switch | Brown | NORTH | 2026-09-15 | OTH | BA | 185.57 |  | No
25INR0253 | Whiskey BESS | Planned | UR-Silo DevCo LLC | 6828 Canton Tap 138 kV | Van Zandt | NORTH | 2026-03-15 | OTH | BA | 153.72 |  | No
23INR0388 | White Wing I Energy Storage | Planned | White Wing I Energy Storage LLC | 8418 Rincon Station 138 kV | San Patricio | COASTAL | 2025-12-01 | OTH | BA | 101.63 |  | No
23INR0389 | White Wing II Energy Storage | Planned | White Wing II Energy Storage LLC | 8418 Rincon Station 138 kV | San Patricio | COASTAL | 2025-12-01 | OTH | BA | 101.63 |  | No
24INR0312 | Wigeon Whistle BESS | Planned | Wigeon Whistle BESS | 811 NEVADA 138KV | Collin | NORTH | 2024-09-10 | OTH | BA | 122.9 | 2022-12-08 | Yes | 2024-06-26 | 2024-07-18
28INR0075 | Wild Paw Storage | Planned | Wild Paw Energy Center, LLC | Tap 345kV 3124 Trinidad - 3130 Forest Grove | Henderson | NORTH | 2028-09-30 | OTH | BA | 313.2 |  | No
25INR0370 | Willis Storage | Planned | BT Willis Storage, LLC | tap 138kV Emory North 3171 to Liberty POD 1723 | Rains | NORTH | 2026-09-07 | OTH | BA | 176.13 |  | No
26INR0321 | Windmill Ridge Storage | Planned | BT WMR Storage, LLC | Angleton (Bus #42110) - West Columbia Local (Bus #43381) 138 kV Substation | Brazoria | COASTAL | 2026-12-31 | OTH | BA | 151.4 |  | No
25INR0300 | Wizard BESS | Planned | Rocky Mountain Energy Holdings, LLC | To the 138 kV League City Substation (#38920) | Galveston | HOUSTON | 2025-05-01 | OTH | BA | 150.82 | 2023-08-21 | Yes
25INR0660 | Wooderson Energy Storage | Planned | Wooderson Energy Storage, LLC | Tap 345 kV 60515 Clear Crossing- 1421 Willow Creek CKT#2 | Jack | NORTH | 2025-12-20 | OTH | BA | 306.4 |  | No
30INR0005 | Woodland Energy Storage | Planned | Woodland Energy Storage, LLC | 68040 Kopperl Substation 345kV | Bosque | NORTH | 2030-10-01 | OTH | BA | 207.6 |  | No
27INR0338 | XE Billie Storage | Planned | Weslaco Storage LLC | Tap 138kV 8357 North Weslaco – 8358 North Mercedes | Hidalgo | SOUTH | 2027-02-01 | OTH | BA | 60 |  | No
23INR0478 | XE Rhoda Storage | Planned | Milam Energy, LLC | Tap 138kV 32 Robertson - 64 Milano | Milam | SOUTH | 2027-08-04 | OTH | BA | 141.23 |  | No
26INR0338 | Yellow Rose BESS | Planned | Black Mountain Energy Storage II | Tap Stone Creek Switch (1839) – Sherman Northwest (1732) | Grayson | NORTH | 2027-02-15 | OTH | BA | 201 |  | No
25INR0466 | Yooperlite Storage | Planned | BT Yooperlite Storage, LLC | Tap 138 kV 580 Westbrook Switch - 588 Willow | Wise | NORTH | 2026-05-29 | OTH | BA | 175.65 |  | No
26INR0328 | Yorktown BESS | Planned | Navitas Energy LLC | (#78575) LCRA Yorktown 138 kV | DeWitt | SOUTH | 2026-12-16 | OTH | BA | 150.49 |  | No
26INR0083 | Zeppelin Energy Storage | Planned | ZEPPELIN ENERGY STORAGE LLC | 6464 San Angelo North | Tom Green | WEST | 2026-02-16 | OTH | BA | 163.93 |  | No
23INR0290 | Zeya BESS | Planned | BRP Zeya BESS LLC | 38740 Heights 138kV | Galveston | HOUSTON | 2025-06-01 | OTH | BA | 255.33 | 2023-01-20 | Yes
25INR0384 | Zorro BESS | Planned | UR-Silo DevCo LLC | 138 kV Ben Wheeler (Bus# 6852) | Van Zandt | NORTH | 2025-12-31 | OTH | BA | 153.69 |  | No

## Historic Trends
Planned Stand-Alone and Co-Located Battery Projects in Historic Generation Interconnection Status Reports

## Battery RFI Charts
Summary of Battery Request for Information as of July 31, 2024
| Number of batteries (incl. distributed) | Number of RFI Templates submitted
Operational - Installed and Fully Approved for Market Operations | 119 | 113
Operational - Synchronized and generating power, but not Fully Approved for Commercial Operations | 32 | 31
Planned, with SGIA | 164 | 131

## Co-located Operational
Operational Co-located Projects as of July 31, 2024
NOTES:
Projects in the table are all operational co-located facilities approved by ERCOT. These include co-located facilities approved for synchronization to the ERCOT grid but not approved for full commercial operations.
For the purposes of this report, the Battery Energy Storage project is considered co-located with wind, solar or thermal generation projects if the projects are at the same POI, with similar project name and same Resource Entity (or same parent or holding company).
The projects are listed in alphabetical order by Project Name.
Unit Name | Unit Code | County | CDR Reporting Zone | In Service | Fuel | Technology | Capacity (MW)*
ANCHOR BESS U1 | ANCHOR_BESS1 | EASTLAND | NORTH | 2022 | OTH | BA | 35.2
ANCHOR BESS U2 | ANCHOR_BESS2 | EASTLAND | NORTH | 2022 | OTH | BA | 36.3
ANCHOR WIND | ANCHOR_WIND2 | EASTLAND | NORTH | 2022 | WIN | WT | 98.9
ANGELO SOLAR | ANG_SLR_UNIT1 | TOM GREEN | WEST | 2024 | SOL | PV | 195.41
ANGELO STORAGE | ANG_SLR_BESS1 | TOM GREEN | WEST | 2024 | OTH | BA | 102.97
BIG STAR SOLAR U1 | BIG_STAR_UNIT1 | BASTROP | SOUTH | 2022 | SOL | PV | 132.27
BIG STAR SOLAR U2 | BIG_STAR_UNIT2 | BASTROP | SOUTH | 2022 | SOL | PV | 70.83
BIG STAR STORAGE | BIG_STAR_BESS | BASTROP | SOUTH | 2023 | OTH | BA | 80
BLUE JAY BESS | BLUEJAY_BESS1 | GRIMES | NORTH | 2022 | OTH | BA | 51.6
BLUE JAY SOLAR | BLUEJAY_UNIT1 | GRIMES | NORTH | 2021 | SOL | PV | 69
BLUE JAY SOLAR II | BLUEJAY_UNIT2 | GRIMES | NORTH | 2021 | SOL | PV | 141.1
BLUE SUMMIT BATTERY | BLSUMMIT_BATTERY | WILBARGER | WEST | 2017 | OTH | BA | 30
BLUE SUMMIT WIND 1 A | BLSUMMIT_BLSMT1_5 | WILBARGER | WEST | 2013 | WIN | WT | 9
BLUE SUMMIT WIND 1 B | BLSUMMIT_BLSMT1_6 | WILBARGER | WEST | 2013 | WIN | WT | 126.4
BLUE SUMMIT WIND 2 A | BLSUMMIT_UNIT2_25 | WILBARGER | WEST | 2020 | WIN | WT | 92.5
BLUE SUMMIT WIND 2 B | BLSUMMIT_UNIT2_17 | WILBARGER | WEST | 2020 | WIN | WT | 6.86
BLUE SUMMIT WIND 3 A | BLSUMIT3_UNIT_17 | WILBARGER | WEST | 2020 | WIN | WT | 13.7
BLUE SUMMIT WIND 3 B | BLSUMIT3_UNIT_25 | WILBARGER | WEST | 2020 | WIN | WT | 186.5
BRIGHT ARROW SOLAR U1 | BR_ARROW_UNIT1 | HOPKINS | NORTH | 2023 | SOL | PV | 127.3
BRIGHT ARROW SOLAR U2 | BR_ARROW_UNIT2 | HOPKINS | NORTH | 2023 | SOL | PV | 173.9
BRIGHT ARROW STORAGE U1 | BR_ARROW_BESS1 | HOPKINS | NORTH | 2023 | OTH | BA | 51.78
BRIGHT ARROW STORAGE U2 | BR_ARROW_BESS2 | HOPKINS | NORTH | 2023 | OTH | BA | 51.78
CASTLE GAP BATTERY | CASL_GAP_BATTERY1 | UPTON | WEST | 2019 | OTH | BA | 9.9
CASTLE GAP SOLAR | CASL_GAP_UNIT1 | UPTON | WEST | 2018 | SOL | PV | 180
CORAL SOLAR U1 | CORALSLR_SOLAR1 | FALLS | NORTH | 2023 | SOL | PV | 97.7
CORAL SOLAR U2 | CORALSLR_SOLAR2 | FALLS | NORTH | 2023 | SOL | PV | 56.3
CORAL STORAGE U1 | CORALSLR_BESS1 | FALLS | NORTH | 2023 | OTH | BA | 48.4
CORAL STORAGE U2 | CORALSLR_BESS2 | FALLS | NORTH | 2023 | OTH | BA | 52.2
DANISH FIELDS SOLAR U1 | DAN_UNIT1 | WHARTON | SOUTH | 2023 | SOL | PV | 301.3
DANISH FIELDS SOLAR U2 | DAN_UNIT2 | WHARTON | SOUTH | 2023 | SOL | PV | 151
DANISH FIELDS SOLAR U3 | DAN_UNIT3 | WHARTON | SOUTH | 2023 | SOL | PV | 150.5
DANISH FIELDS STORAGE U1 | DAN_BESS1 | WHARTON | SOUTH | 2023 | OTH | BA | 77.8
DANISH FIELDS STORAGE U2 | DAN_BESS2 | WHARTON | SOUTH | 2023 | OTH | BA | 75.1
DECORDOVA BESS U1 | DCSES_BES1 | HOOD | NORTH | 2022 | OTH | BA | 67.3
DECORDOVA BESS U2 | DCSES_BES2 | HOOD | NORTH | 2022 | OTH | BA | 67.3
DECORDOVA BESS U3 | DCSES_BES3 | HOOD | NORTH | 2022 | OTH | BA | 64.2
DECORDOVA BESS U4 | DCSES_BES4 | HOOD | NORTH | 2022 | OTH | BA | 64.2
DECORDOVA CTG 1 | DCSES_CT10 | HOOD | NORTH | 1990 | GAS | GT | 89.48
DECORDOVA CTG 2 | DCSES_CT20 | HOOD | NORTH | 1990 | GAS | GT | 89.48
DECORDOVA CTG 3 | DCSES_CT30 | HOOD | NORTH | 1990 | GAS | GT | 89.48
DECORDOVA CTG 4 | DCSES_CT40 | HOOD | NORTH | 1990 | GAS | GT | 89.48
ESTONIAN SOLAR | ESTONIAN_SOLAR1 | DELTA | NORTH | 2024 | SOL | PV | 88.4
ESTONIAN SOLAR | ESTONIAN_SOLAR2 | DELTA | NORTH | 2024 | SOL | PV | 114.4
ESTONIAN STORAGE | ESTONIAN_BES1 | DELTA | NORTH | 2024 | OTH | BA | 101.6
EUNICE SOLAR | EUNICE_PV1 | ANDREWS | WEST | 2021 | SOL | PV | 189.6
EUNICE SOLAR | EUNICE_PV2 | ANDREWS | WEST | 2021 | SOL | PV | 237.1
EUNICE STORAGE | EUNICE_BES1 | ANDREWS | WEST | 2021 | OTH | BA | 40.3
FENCE POST BESS U1 | FENCESLR_BESS1 | NAVARRO | NORTH | 2023 | OTH | BA | 73.1
FENCE POST SOLAR U1 | FENCESLR_SOLAR1 | NAVARRO | NORTH | 2023 | SOL | PV | 141.3
FENCE POST SOLAR U2 | FENCESLR_SOLAR2 | NAVARRO | NORTH | 2023 | SOL | PV | 99.5
FIVE WELLS SOLAR | FIVEWSLR_UNIT1 | BELL | NORTH | 2023 | SOL | PV | 193.43
FIVE WELLS SOLAR | FIVEWSLR_UNIT2 | BELL | NORTH | 2023 | SOL | PV | 128.75
FIVE WELLS STORAGE | FIVEWSLR_BESS1 | BELL | NORTH | 2024 | OTH | BA | 228.54
INERTIA WIND U1 | INRT_W_UNIT1 | HASKELL | WEST | 2023 | WIN | WT | 67.7
INERTIA WIND U2 | INRT_W_UNIT2 | HASKELL | WEST | 2023 | WIN | WT | 27.7
INERTIA WIND U3 | INRT_W_UNIT3 | HASKELL | WEST | 2023 | WIN | WT | 205.9
INERTIA BESS | INRT_W_BESS_1 | HASKELL | WEST | 2024 | OTH | BA | 13
LILY SOLAR | LILY_SOLAR1 | KAUFMAN | NORTH | 2021 | SOL | PV | 147.63
LILY STORAGE | LILY_BESS1 | KAUFMAN | NORTH | 2021 | OTH | BA | 51.74
MUSTANG CREEK SOLAR U1 | MUSTNGCK_SOLAR1 | JACKSON | SOUTH | 2023 | SOL | PV | 60.2
MUSTANG CREEK SOLAR U2 | MUSTNGCK_SOLAR2 | JACKSON | SOUTH | 2023 | SOL | PV | 90.3
MUSTANG CREEK STORAGE | MUSTNGCK_BES1 | Jackson | SOUTH | 2023 | OTH | BA | 70.5
MYRTLE SOLAR U1 | MYR_UNIT1 | BRAZORIA | COASTAL | 2022 | SOL | PV | 171.6
MYRTLE SOLAR U2 | MYR_UNIT2 | BRAZORIA | COASTAL | 2022 | SOL | PV | 149.6
MYRTLE STORAGE U1 | MYR_BES1 | BRAZORIA | COASTAL | 2023 | OTH | BA | 76.93
MYRTLE STORAGE U2 | MYR_BES2 | BRAZORIA | COASTAL | 2023 | OTH | BA | 74.27
NOBLE SOLAR U1 | NOBLESLR_SOLAR1 | DENTON | NORTH | 2022 | SOL | PV | 148.8
NOBLE SOLAR U2 | NOBLESLR_SOLAR2 | DENTON | NORTH | 2022 | SOL | PV | 130.2
NOBLE STORAGE | NOBLESLR_BESS2 | DENTON | NORTH | 2022 | OTH | BA | 62.5
NOBLE STORAGE (BESS1) | NOBLESLR_BESS1 | DENTON | NORTH | 2022 | OTH | BA | 62.5
NOTREES BATTERY FACILITY | NWF_NBS | WINKLER | WEST | 2013 | OTH | BA | 36
NOTREES WIND 1 | NWF_NWF1 | WINKLER | WEST | 2009 | WIN | WT | 92.6
NOTREES WIND 2 | NWF_NWF2 | WINKLER | WEST | 2009 | WIN | WT | 60
OCI ALAMO 1 | OCI_ALM1_ASTRO1 | BEXAR | SOUTH | 2016 | OTH | BA | 1
OCI ALAMO 1 SOLAR | OCI_ALM1_UNIT1 | BEXAR | SOUTH | 2013 | SOL | PV | 39.2
PYRON BESS II | PYR_ESS2A | Nolan | WEST | 2023 | OTH | BA | 15.1
PYRON BESS II | PYR_ESS2B | Nolan | WEST | 2023 | OTH | BA | 15.1
PYRON WIND 1 | PYR_PYRON1 | Nolan | WEST | 2008 | WIN | WT | 121.5
PYRON WIND 2 | PYR_PYRON2 | Nolan | WEST | 2008 | WIN | WT | 127.5
ROSELAND SOLAR U1 | ROSELAND_SOLAR1 | FALLS | NORTH | 2022 | SOL | PV | 254
ROSELAND SOLAR U2 | ROSELAND_SOLAR2 | FALLS | NORTH | 2022 | SOL | PV | 167.9
ROSELAND SOLAR U3 | ROSELAND_SOLAR3 | FALLS | NORTH | 2022 | SOL | PV | 86.1
ROSELAND STORAGE | ROSELAND_BESS1 | FALLS | NORTH | 2022 | OTH | BA | 51.6
SHEEP CREEK STORAGE | SHEEPCRK_BESS1 | CALLAHAN | WEST | 2024 | OTH | BA | 142.1
SHEEP CREEK WIND | SHEEPCRK_UNIT1 | CALLAHAN | WEST | 2024 | WIN | WT | 149.94
STAMPEDE BESS U1 | STAM_SLR_BESS1 | HOPKINS | NORTH | 2023 | OTH | BA | 70.3
STAMPEDE SOLAR U1 | STAM_SLR_SOLAR1 | HOPKINS | NORTH | 2023 | SOL | PV | 77.6
STAMPEDE SOLAR U2 | STAM_SLR_SOLAR2 | HOPKINS | NORTH | 2023 | SOL | PV | 178.3
SUN VALLEY BESS U1 | SUNVASLR_BESS1 | HILL | NORTH | 2023 | OTH | BA | 54.08
SUN VALLEY BESS U2 | SUNVASLR_BESS2 | HILL | NORTH | 2023 | OTH | BA | 47.32
SUN VALLEY U1 | SUNVASLR_UNIT1 | HILL | NORTH | 2023 | SOL | PV | 165.75
SUN VALLEY U2 | SUNVASLR_UNIT2 | HILL | NORTH | 2023 | SOL | PV | 86.19
VORTEX BESS | VORTEX_BESS1 | THROCKMORTON | WEST | 2022 | OTH | BA | 121.83
VORTEX WIND | VORTEX_WIND1 | THROCKMORTON | WEST | 2022 | WIN | WT | 153.6
VORTEX WIND U2 | VORTEX_WIND2 | THROCKMORTON | WEST | 2022 | WIN | WT | 24.2
VORTEX WIND U3 | VORTEX_WIND3 | THROCKMORTON | WEST | 2022 | WIN | WT | 158.4
VORTEX WIND U4 | VORTEX_WIND4 | THROCKMORTON | WEST | 2022 | WIN | WT | 14
ZIER SOLAR | ZIER_SLR_PV1 | KINNEY | SOUTH | 2023 | SOL | PV | 161.28
ZIER STORAGE U1 | ZIER_SLR_BES1 | KINNEY | SOUTH | 2023 | OTH | BA | 40.08
* Capacity (MW) is the unit rating.